## IQ
ARTÍCULO | DESCRIPCIÓN | Inglés | Italiano | PVP 08/07/2025 | ICE QUEEN IQ50C AIRE 220/50 | ICE QUEEN IQ50C W 220/50 | ICE QUEEN IQ 85C AIRE 220-50 | ICE QUEEN IQ 85C W 220-50 IQ85W | ICE QUEEN 135 A (V17) COMPACTA - 220/50 | ICE QUEEN 135W COMPACTA | ICE QUEEN 150 A (V17) 220-50 | ICE QUEEN 150W | ICE QUEEN 175/200 AIRE (V17) | ICE QUEEN 200W | IQF 300 A 220V/50HZ | ICE QUEEN 400A 380V 50Hz 3PH | ICE QUEEN 550A 380V 50/60HZ 3PH | ICE QUEEN 550W 380V 50Hz 3PH | ICE QUEEN 400W 380V 50Hz 3PH | IQN 300 A 220V/50HZ | GENERADOR ICE QUEEN 550 SPLIT -GIQ 550 | ICE QUEEN 850 R449A SPLIT | ICE QUEEN 850 CO2 SPLIT | ICE QUEEN 1100A 380V 50/60HZ 3PH | ICE QUEEN 1100W 380V 50/60Hz 3PH | ICE QUEEN 1100 SPLIT 380V 50Hz 3PH
31 | TUBO CAPILAR 1 X 2 (44.8M=1K)(0.02232KM) | CAPILLARY TUBE 1 X 2 | TUBO CAPILLARE 1 X 2 (47.55 M = 1 K) (0.02103 KM) | 5 | 1 | 1 | 1 | 1 | 0 | 0 | 0 | 0 | 0 | 0 | 0 | 0 | 0 | 0 | 0 | 0 | 0 | 0 | 0 | 0 | 0 | 0
34 | TUBO CAPILAR 1'3 X 2'3 (0.02698 KM) | CAPILLARY TUBE 1,3 X 2,3 | TUBO CAPILLARE 1'3 X 2'3 (0.0267KM) | 6 | 0 | 0 | 0 | 0 | 0 | 0 | 0 | 0 | 1 | 1 | 0 | 0 | 0 | 0 | 0 | 0 | 0 | 0 | 0 | 0 | 0 | 0
35 | TUBO CAPILAR 1'5 X 2'5(0,02958 K/Ml) | CAPILLARY TUBE 1.5 X 2.5 | TUBO CAPILLARE 1'5 X 2.5 '(0,030K / Ml) | 7 | 0 | 0 | 0 | 0 | 0 | 0 | 0 | 0 | 0 | 0 | 0 | 1 | 0 | 0 | 1 | 0 | 0 | 0 | 0 | 0 | 0 | 0
38 | - -PERFIL REJILLA 5152 PLATA FLECHA | FRAME GRILL SILVER | - - GRIGLIA PROFILO 5152 FRECCIA ARGENTO | 10 | 0 | 0 | 0 | 0 | 0 | 0 | 0 | 0 | 0 | 0 | 0 | 0 | 0 | 0 | 0 | 0 | 0 | 0 | 0 | 1 | 1 | 0
39 | PIVOTE CIERRE | TOP COVER SECURING PEG | PERNO CHIUSURA RAPIDA | Consultar/Consult | 0 | 0 | 0 | 0 | 1 | 1 | 0 | 0 | 0 | 0 | 0 | 0 | 0 | 0 | 0 | 0 | 1 | 1 | 1 | 0 | 0 | 1
44 | ESPIGA SALIDA CONDENSADOR W | CONDENSER EXIT PEG W | MANICOTTO USCITA CONDENSATORE W | 7 | 0 | 1 | 0 | 1 | 0 | 1 | 0 | 1 | 0 | 1 | 0 | 0 | 0 | 1 | 1 | 0 | 0 | 0 | 0 | 0 | 1 | 0
47 | TUERCA 506-3B 213050-2 (5280) DELTATONE | NUT 506-3B | DADO 506-3B 213050-2 (5280) DELTATONE | 2 | 0 | 0 | 0 | 0 | 1 | 1 | 0 | 0 | 0 | 0 | 0 | 0 | 0 | 0 | 0 | 0 | 0 | 0 | 0 | 0 | 0 | 0
75 | RETEN 18X24X4 DOBLE LABIO | DOUBLE LIP SEAL | ANELLO DOPPIA TENUTA | 5 | 1 | 1 | 1 | 1 | 0 | 0 | 0 | 0 | 0 | 0 | 0 | 0 | 0 | 0 | 0 | 0 | 0 | 0 | 0 | 0 | 0 | 0
80 | V-RING TWVA00200 (EJE 20) | V-RING TWA00200 (AXLE 20) | V-RING TWA00200 (ASSE 20) | 5 | 1 | 1 | 1 | 1 | 0 | 0 | 0 | 0 | 0 | 0 | 0 | 0 | 0 | 0 | 0 | 0 | 0 | 0 | 0 | 0 | 0 | 0
82 | REMATE BOCA DCHO | RIGHT DOOR GUARD | COPERTURA BOCCA DESTRA | 39 | 1 | 1 | 1 | 1 | 0 | 0 | 0 | 0 | 0 | 0 | 0 | 0 | 0 | 0 | 0 | 0 | 0 | 0 | 0 | 0 | 0 | 0
83 | REMATE BOCA IZDO | LEFT DOOR GUARD | COPERTURA BOCCA SINISTRA | 48 | 1 | 1 | 1 | 1 | 0 | 0 | 0 | 0 | 0 | 0 | 0 | 0 | 0 | 0 | 0 | 0 | 0 | 0 | 0 | 0 | 0 | 0
86 | JUNTA TORICA 32X2 | O-RING 32X2 | GUARNIZIONE OR 32.2 | 3 | 1 | 1 | 1 | 1 | 0 | 0 | 0 | 0 | 0 | 0 | 0 | 0 | 0 | 0 | 0 | 0 | 0 | 0 | 0 | 0 | 0 | 0
92 | TAPON GPN 300 F21 | CAP | TAPPO GPN 300 F21 | 8 | 1 | 1 | 1 | 1 | 0 | 0 | 0 | 0 | 0 | 0 | 0 | 0 | 0 | 0 | 0 | 0 | 0 | 0 | 0 | 0 | 0 | 0
105 | ABRAZADERA INOX 8-16/9W4 NORMA S/F | JUBILEE CLIP INOX 8-16/9W4 NORMA S/F | FASCETTA INOX 8-16 / 9W4 STANDARD S / F | 6 | 1 | 1 | 1 | 1 | 1 | 1 | 1 | 1 | 1 | 1 | 1 | 1 | 1 | 1 | 1 | 1 | 1 | 1 | 1 | 1 | 1 | 1
107 | JUNTA ARTICULACION | ARTICULATION JOINT | GUARNIZIONE ARTICULAZIONE | 3 | 0 | 0 | 0 | 0 | 0 | 0 | 0 | 0 | 0 | 0 | 0 | 0 | 0 | 0 | 0 | 0 | 1 | 1 | 0 | 0 | 0 | 0
109 | PLATO/BRIDA IQ TUBO 40 | FLANGE/PLATE IQ 45-85 | PIASTRA / FLANGIA IQ TUBE 40 | Consultar/Consult | 1 | 1 | 1 | 1 | 0 | 0 | 0 | 0 | 0 | 0 | 0 | 0 | 0 | 0 | 0 | 0 | 0 | 0 | 0 | 0 | 0 | 0
123 | SEPARADORES MOTOR | MOTOR SEPARATOR | SEPARATORI MOTORE | Consultar/Consult | 0 | 0 | 0 | 0 | 0 | 0 | 0 | 0 | 0 | 0 | 0 | 0 | 0 | 0 | 0 | 0 | 0 | 0 | 0 | 1 | 0 | 0
155 | CASQUILLO EJE PUERTA NG NEGRO | DOOR AXE BUSHING | BUSSOLA ALBERO PORTA NG NERA | 3 | 1 | 1 | 1 | 1 | 0 | 0 | 0 | 0 | 0 | 0 | 0 | 0 | 0 | 0 | 0 | 0 | 0 | 0 | 0 | 0 | 0 | 0
156 | TOPE COMPAS NG | DOOR BUMPER | FERMO PORTA NG | 10 | 1 | 1 | 1 | 1 | 0 | 0 | 0 | 0 | 0 | 0 | 0 | 0 | 0 | 0 | 0 | 0 | 0 | 0 | 0 | 0 | 0 | 0
159 | PILAR DELANTERO NG-40 DCHO (159RB) | RIGH SIDE FRONT COLUMN | PILASTRO ANTERIORE NG-40 DESTRA | Consultar/Consult | 1 | 1 | 1 | 1 | 0 | 0 | 0 | 0 | 0 | 0 | 0 | 0 | 0 | 0 | 0 | 0 | 0 | 0 | 0 | 0 | 0 | 0
160 | PILAR DELANTERO NG-40 IZDO (160RB) | FRONT COLUMNE LEFT SIDE | PILASTRO ANTERIORE NG-40 SINISTRA | 20 | 1 | 1 | 1 | 1 | 0 | 0 | 0 | 0 | 0 | 0 | 0 | 0 | 0 | 0 | 0 | 0 | 0 | 0 | 0 | 0 | 0 | 0
171 | CASQUILLO PUERTA | BUSHING | SEPARATORE | 2 | 0 | 0 | 0 | 0 | 1 | 1 | 1 | 1 | 1 | 1 | 0 | 1 | 1 | 1 | 1 | 0 | 1 | 1 | 1 | 1 | 1 | 1
193 | JUNTA FILTRO ENTRADA AGUA 3/4" | WATER INLET FILTER GASKET | "GUARNIZIONE/FILTRO ENTRATA ACQUA 3/4""" | 3 | 1 | 1 | 1 | 1 | 1 | 1 | 1 | 1 | 1 | 1 | 1 | 1 | 1 | 1 | 1 | 1 | 1 | 1 | 1 | 1 | 1 | 1
211 | BRIDA ENT.AGUA IQ TUBO 40 (211CT) | INLET WATER FLANGE | FLAG ENT.AGUA IQ TUBE 40 | 8 | 1 | 1 | 1 | 1 | 0 | 0 | 0 | 0 | 0 | 0 | 0 | 0 | 0 | 0 | 0 | 0 | 0 | 0 | 0 | 0 | 0 | 0
243 | TORN. DIN 7981 3.5X12.7 INOX | SCREW DIN 7981 INOX | VITE DIN 7981 INOX | 12 | 1 | 1 | 1 | 1 | 1 | 1 | 1 | 1 | 1 | 1 | 1 | 1 | 1 | 1 | 1 | 1 | 1 | 1 | 1 | 1 | 1 | 1
247 | TORN. DIN 7985 M-5X25 INOX | SCREW DIN 7985 M-5X15 INOX | VITE DIN 7985 M-5X25 INOX | 12 | 1 | 1 | 1 | 1 | 0 | 0 | 0 | 0 | 0 | 0 | 0 | 0 | 0 | 0 | 0 | 0 | 0 | 0 | 0 | 0 | 0 | 0
248 | TORN. DIN 965 M-5X15 INOX | SCREW DIN 965 M-5X15 INOX | VITE INOX DIN965 M5 x15 | 2 | 0 | 0 | 0 | 0 | 0 | 0 | 0 | 0 | 0 | 0 | 0 | 0 | 0 | 0 | 0 | 0 | 1 | 1 | 0 | 0 | 0 | 1
249 | TORN. DIN 933 M-5X10 INOX | SCREW DIN 933 M-5X10 INOX | VITE DIN 933 M-5X10 INOX | 5 | 1 | 1 | 1 | 1 | 1 | 1 | 0 | 0 | 0 | 0 | 1 | 0 | 0 | 0 | 0 | 1 | 1 | 0 | 0 | 1 | 1 | 1
258 | TUERCA DIN 934 M-5 INOX | NUT M5 STAINLESS D934 | DADO DIN 934 M-5 INOX | 12 | 1 | 1 | 1 | 1 | 0 | 0 | 0 | 0 | 0 | 0 | 0 | 0 | 1 | 1 | 0 | 0 | 1 | 1 | 1 | 1 | 1 | 1
260 | TUERCA DIN 934 M-4 INOX | NUT M4 STAINLESS D934 | DADO DIN 934 M-4 INOX | Consultar/Consult | 0 | 0 | 0 | 0 | 1 | 1 | 0 | 0 | 0 | 0 | 1 | 0 | 0 | 0 | 0 | 1 | 1 | 1 | 1 | 0 | 0 | 1
261 | TUERCA DIN 934 M-6 INOX | NUT M6 D934 STAINLESS | DADO DIN 934 M-6 INOX | 5 | 1 | 1 | 1 | 1 | 1 | 1 | 1 | 1 | 1 | 1 | 0 | 1 | 1 | 1 | 1 | 0 | 1 | 0 | 0 | 1 | 1 | 1
263 | ARANDELA DIN 125 M-6 INOX | WASHER STAINLESS M6 D 125 | RONDELLA DIN 125 M-6 INOX | 5 | 0 | 0 | 0 | 0 | 1 | 1 | 1 | 1 | 1 | 1 | 0 | 1 | 1 | 1 | 1 | 0 | 1 | 0 | 0 | 1 | 1 | 1
264 | ARANDELA DIN 125 M-5 INOX | WASHER STAINLESS M5 D125 | RONDELLA. DIN 125 M-5 INOX | Consultar/Consult | 0 | 0 | 0 | 0 | 0 | 0 | 0 | 0 | 0 | 0 | 1 | 0 | 0 | 0 | 0 | 1 | 0 | 0 | 0 | 1 | 1 | 0
267 | PASADOR ALETA 2X20 D94 INOX A2(RECOCIDO) | WING PIN 2*20 STAINLESS | SPILLO ALETTA 2x20 D94 INOX A2 | 2 | 1 | 1 | 1 | 1 | 1 | 1 | 1 | 1 | 1 | 1 | 0 | 1 | 1 | 1 | 1 | 0 | 1 | 1 | 1 | 1 | 1 | 1
275 | TORN. DIN 7981 4.8X12.7 INOX A2 | SCREW DIN 7981 4.8X12.7 INOX A2 | VITE DIN 7981 4.8*12.7 INOX A2 | 3 | 1 | 1 | 1 | 1 | 0 | 0 | 0 | 0 | 1 | 1 | 1 | 1 | 0 | 0 | 1 | 1 | 0 | 0 | 0 | 0 | 0 | 0
279 | TORN. DIN 912 M-8X30 8.8 ZINCADO | SCREW M8*30 | VITE ZINCADO DIN 912 M-8X30 | 5 | 0 | 0 | 0 | 0 | 1 | 1 | 1 | 1 | 1 | 1 | 0 | 0 | 1 | 1 | 0 | 0 | 1 | 1 | 0 | 1 | 1 | 1
285 | TUERCA DIN 934 M-8 ZINC | M8 GAL. NUT | DADO DIN 934 M-8 ZINCO | 2 | 0 | 0 | 0 | 0 | 1 | 1 | 1 | 1 | 1 | 1 | 0 | 1 | 1 | 1 | 1 | 0 | 1 | 1 | 1 | 1 | 1 | 1
288 | ARANDELA DIN 125 M-8 ZINC | M8 GAL WASHER | RONDELLA. DIN 125 M-8 ZINCO | 2 | 0 | 0 | 0 | 0 | 1 | 1 | 1 | 1 | 1 | 1 | 0 | 1 | 1 | 1 | 1 | 0 | 1 | 1 | 1 | 1 | 1 | 1
310 | ABRAZADERA TUBO RICH 102 ( 15.1-16.7) | JUBILEE CLIP RICH 102 ( 15.1-16.7) | FASCETTA PER TUBO RICH 102(15.1-16.7) | 3 | 0 | 1 | 0 | 1 | 0 | 0 | 0 | 0 | 0 | 0 | 0 | 0 | 0 | 0 | 0 | 0 | 0 | 0 | 0 | 0 | 0 | 0
311 | TUERCA 522-1C 213020-3 (5283-PNA) DELTATONE | NUT 522 IA 213019-0 (SMALL) | DADO 522-1C 213020-3 (5283-PNA) DELTATONE | 2 | 1 | 1 | 1 | 1 | 1 | 1 | 1 | 1 | 1 | 1 | 0 | 1 | 1 | 1 | 1 | 0 | 0 | 0 | 0 | 0 | 0 | 0
312 | GRAPA REF. C4434-2 226008-2 | TOP COVER SECURING CLIP | FASCETTA C4434-2 226008-2 | 2 | 0 | 0 | 0 | 0 | 0 | 0 | 0 | 0 | 0 | 0 | 0 | 0 | 0 | 0 | 0 | 0 | 1 | 1 | 1 | 0 | 0 | 1
318 | MANGUERA 6X12 TRASP. CR06103/CL/0030/ITV | TRANSPARENT HOSE 6X12 | TAGLIO TUBO 6x12 TRASP.CR06103/CL0030 | 13 | 0 | 1 | 0 | 1 | 0 | 1 | 0 | 1 | 0 | 1 | 0 | 0 | 0 | 1 | 1 | 0 | 0 | 0 | 0 | 0 | 1 | 0
321 | TUBO CRISTAL 4-6 C0403/CL/0030/CD | CRYSTAL TUBE 4-6 | TUBO CRISTAL 4-6 C0403 / CL / 0030 / CD | 8 | 1 | 1 | 1 | 1 | 1 | 1 | 1 | 1 | 1 | 1 | 0 | 1 | 0 | 0 | 0 | 0 | 0 | 0 | 0 | 0 | 0 | 0
334 | PRESOSTATO SEGURIDAD (30.3-21.7KG) | SAFETY PRESSURE SWITCH | PRESSOSTATO ACB-2UB62(30.3-21.7)02AC0076 | 42 | 1 | 1 | 1 | 1 | 1 | 1 | 1 | 1 | 1 | 1 | 1 | 1 | 1 | 1 | 1 | 1 | 0 | 0 | 0 | 1 | 1 | 0
335 | VALVULA SCHRADER 1/4" CAP.S/LLAVE OBUS COMPLETO | VALVE FOR REFRIGERANT REFILL | VALVOLA SCHRADER 1/4 CON VALVOLINA | 6 | 1 | 1 | 1 | 1 | 1 | 1 | 1 | 1 | 1 | 1 | 1 | 1 | 1 | 1 | 1 | 1 | 0 | 0 | 1 | 1 | 1 | 0
336 | VISOR DANFOSS SGN 6s 1/4 SOLDAR 014-0148 | SIGHT | DANFOSS SGN 6s 1/4 SALDATURA VISIERA 014-0148 | 54 | 0 | 0 | 0 | 0 | 0 | 0 | 0 | 0 | 0 | 0 | 0 | 0 | 0 | 0 | 0 | 0 | 1 | 0 | 0 | 1 | 1 | 0
337 | BRIDA UNEX REF.1201-AGUJEROS- | CLIP TUBE | FLANGIA UNEX RIF.1201-FORI- | 2 | 0 | 0 | 0 | 0 | 0 | 0 | 0 | 0 | 0 | 0 | 1 | 0 | 1 | 1 | 0 | 1 | 1 | 1 | 0 | 0 | 0 | 1
338 | BRIDA NATURAL 2.6x100 (PEQNA) | FLANGE 2.6X100 | FLANGIA NATURALE 2.6x100 (PICCOLA) | Consultar/Consult | 1 | 1 | 1 | 1 | 1 | 1 | 1 | 1 | 1 | 1 | 1 | 1 | 1 | 1 | 1 | 1 | 1 | 1 | 1 | 1 | 1 | 1
355 | RESORTE ENT AGUA Q20-30-40 0.8M/M | WATER INLET RESORT | MOLLA ENTR. AQUA 20-30-40 0.8mm | 2 | 0 | 0 | 0 | 0 | 1 | 1 | 1 | 1 | 0 | 0 | 0 | 0 | 0 | 0 | 0 | 0 | 0 | 0 | 0 | 1 | 1 | 1
358 | BOLSA 115x121 FUELLE 27x27 G-300 | BAG 1210X1150 G300 P 62 | BORSA 115x121 FUELLE 27x27 G-300 | 7 | 0 | 0 | 0 | 0 | 0 | 0 | 0 | 0 | 1 | 1 | 0 | 0 | 0 | 0 | 0 | 0 | 0 | 0 | 0 | 0 | 0 | 0
363 | COLECTOR DESAGUE 3VIAS | DRAIN FITTING | RACCORDO SCARICO AQUA 3 VIE | 11 | 1 | 1 | 1 | 1 | 0 | 0 | 0 | 0 | 0 | 0 | 0 | 0 | 0 | 0 | 0 | 0 | 0 | 0 | 0 | 0 | 0 | 0
373 | PASACABLES 610-G | WIRE GUIDING 610-G | PASSACAVO 610-G | 2 | 0 | 0 | 0 | 0 | 0 | 0 | 0 | 0 | 0 | 0 | 0 | 0 | 1 | 1 | 0 | 0 | 1 | 1 | 0 | 0 | 0 | 1
387 | MICRO 83160065 IW3 ACC 153EX R=28.7 | MICRO-SWITCH ROLER-ARM | MICRO 83160065 IW 3 ACC 153EX R=28.7 | 17 | 0 | 0 | 0 | 0 | 1 | 1 | 1 | 1 | 1 | 1 | 1 | 1 | 1 | 1 | 1 | 1 | 1 | 1 | 1 | 1 | 1 | 1
389 | TUBO CRISTAL 12-15 C1201/CL/0030/CD | GLASS TUBE 12-15 | TUBO CRISTAL 12-15 C1201 / CL / 0030 / CD | 7 | 1 | 1 | 1 | 1 | 1 | 1 | 1 | 1 | 1 | 1 | 1 | 1 | 1 | 1 | 1 | 1 | 1 | 1 | 1 | 1 | 1 | 1
392 | TORN. DIN 912 M-6X16 INOX A2 | SCREW DIN 912 M-6X16 INOX A2 | VITE DIN 912 M-6X16 INOX A2 | 2 | 1 | 1 | 1 | 1 | 0 | 0 | 0 | 0 | 0 | 0 | 0 | 0 | 0 | 0 | 0 | 0 | 0 | 0 | 0 | 0 | 0 | 0
400 | REGLETA MAY 2 ELEM. TERM.6,35 RP4410007 | SEALED SPADE CONNECTOR 2 WAY | CONNETTORE MAY 2 POSTI 6.35 | 8 | 0 | 0 | 0 | 0 | 1 | 1 | 1 | 1 | 1 | 1 | 0 | 1 | 1 | 1 | 1 | 0 | 0 | 0 | 0 | 1 | 1 | 0
408 | ALARGADERA SHUCKO 4.8-H05VV-F 3X1.5X2.5 BL C-4120 NEGRO VDE | SHUCKO PLUG | CAVO DI ALIMENTAZIONE SHUCKO 4.8-H05W-F 3x1.5 x2.5 BL NERO VDE | Consultar/Consult | 1 | 1 | 1 | 1 | 1 | 1 | 1 | 1 | 1 | 1 | 1 | 0 | 0 | 0 | 0 | 1 | 0 | 1 | 1 | 0 | 0 | 0
410 | MOTOR VENTILADOR 18W+PIE H84 220/50 | FAN 250-83 | MOTOVENTILATORE 18W +PIE H84 220/50 | 54 | 0 | 0 | 0 | 0 | 0 | 0 | 0 | 0 | 1 | 0 | 0 | 0 | 0 | 0 | 0 | 0 | 0 | 0 | 0 | 0 | 0 | 0
415 | TUBO CAPILAR 2 X 3(0.03667 KM) | CAPILLARY TUBE 2*3 | TUBO CAPILLARE 2 X 3 (0,0363KM) | 8 | 0 | 0 | 0 | 0 | 0 | 0 | 0 | 0 | 0 | 0 | 0 | 0 | 1 | 1 | 0 | 0 | 0 | 0 | 0 | 0 | 0 | 0
418 | FRENTE INFERIOR NG-40 (418CT) | LOWER PANEL NG-40 | ANTERIORE INFERIORE NG-40 | 23 | 1 | 1 | 1 | 1 | 0 | 0 | 0 | 0 | 0 | 0 | 0 | 0 | 0 | 0 | 0 | 0 | 0 | 0 | 0 | 0 | 0 | 0
420 | GRASA LÍTICA ALTA PRESIÓN EP2 | GREASE MULTIFAK | GRASSO MULTIFAK EP2 TEXACO | Consultar/Consult | 1 | 1 | 1 | 1 | 1 | 1 | 1 | 1 | 1 | 1 | 0 | 1 | 1 | 1 | 1 | 0 | 1 | 1 | 1 | 1 | 1 | 1
425 | VALVULA PRESOSTATICA | WATER PRESOSTATIC VALVE | VALVOLA PRESSOSTATICA DI ACQUA V 46 | Consultar/Consult | 0 | 0 | 0 | 0 | 0 | 1 | 0 | 1 | 0 | 1 | 0 | 0 | 0 | 1 | 1 | 0 | 0 | 0 | 0 | 0 | 1 | 0
426 | TUERCA SAE 3/8" (7010/33) | NUT SAE 3/8 | "BOCCHETTONE SAE 3/8""" | 3 | 0 | 0 | 0 | 0 | 0 | 1 | 0 | 1 | 0 | 1 | 0 | 0 | 0 | 1 | 1 | 0 | 0 | 0 | 0 | 0 | 1 | 0
430 | UNION 3/8-SAE 3/8GAS RECT.MM | UNION 3/8 SAE 3/8 GAS STRAIGHT | UNIONE 3/8 SAE 3/8 GAS RETTA | 12 | 0 | 0 | 0 | 0 | 0 | 1 | 0 | 1 | 0 | 1 | 0 | 0 | 0 | 1 | 1 | 0 | 0 | 0 | 0 | 0 | 1 | 0
444 | MOTOR VENTILADOR 5W+PIE H72 220/50 | 5W FAN 200 | MOTOVENT. 5W+PIE H72 220/50 | 36 | 0 | 0 | 1 | 0 | 0 | 0 | 0 | 0 | 0 | 0 | 0 | 0 | 0 | 0 | 0 | 0 | 0 | 0 | 0 | 0 | 0 | 0
445 | MOTOR VENT.10W+PIE H84 220/50 M4Q045-CA03-49 | FAN MOTOR 10W 250 | MOTOVENTILATORE 10W+PIE H84 220/50 | 55 | 0 | 0 | 0 | 0 | 1 | 0 | 1 | 0 | 0 | 0 | 0 | 0 | 0 | 0 | 0 | 0 | 0 | 0 | 0 | 0 | 0 | 0
449 | DESHIDRATADOR 20GR 1E 2S 1/4"(SM320S209) | 20 GR. DRIER 1/4 125 MM | DESHIDRATORE 20 GR.1E 2S 1/4 (SM320S209) | 18 | 0 | 1 | 0 | 0 | 0 | 0 | 0 | 0 | 0 | 0 | 0 | 0 | 0 | 0 | 0 | 0 | 0 | 0 | 0 | 0 | 0 | 0
451 | SEPAR.PART.D.30x250 2S 3/8"(ACC2A30250) | "SEPAR.PART.D.30x250 2S 3/8""(ACC2A30250)" | "BOYLER .D.30x250 2S 3/8 """"(ACC2A30250)""" | 15 | 0 | 0 | 0 | 0 | 1 | 1 | 1 | 1 | 1 | 1 | 0 | 1 | 0 | 0 | 1 | 0 | 0 | 0 | 0 | 0 | 0 | 0
478 | &LINGOTE ESTAÑO 60% (LINGOTILLOS)-ASTM-B-32 | TIN INGOT | & LINGOTE STAGNO 60% (LINGOTILLOS) -ASTM-B-32 | 177 | 1 | 1 | 1 | 1 | 1 | 1 | 1 | 1 | 1 | 1 | 0 | 1 | 1 | 1 | 1 | 0 | 1 | 0 | 1 | 1 | 1 | 1
488 | CONDENSADOR Q8-P65 9X4 C/B | CONDENSER Q8-P65 9X4 C/B | CONDENSATORE Q8-P65 9x4 C/B | Consultar/Consult | 0 | 0 | 0 | 0 | 1 | 0 | 1 | 0 | 0 | 0 | 0 | 0 | 0 | 0 | 0 | 0 | 0 | 0 | 0 | 0 | 0 | 0
491 | CONDENSADOR P-25-35 8X3 S/B | CONDENSER P-25-35 8X3 S/B | CONDENSATORE 8X3 | Consultar/Consult | 1 | 0 | 0 | 0 | 0 | 0 | 0 | 0 | 0 | 0 | 0 | 0 | 0 | 0 | 0 | 0 | 0 | 0 | 0 | 0 | 0 | 0
499 | CONDENSADOR 10X4 C/B (P-145 R22) | CONDENSER 10X4 | CONDENSATORE 10X4 | Consultar/Consult | 0 | 0 | 0 | 0 | 0 | 0 | 0 | 0 | 1 | 0 | 0 | 0 | 0 | 0 | 0 | 0 | 0 | 0 | 0 | 0 | 0 | 0
506 | PUENTE NG-40 (506CT) | CHASSIS NG-40 | PONTE NG-40 | 21 | 1 | 1 | 1 | 1 | 0 | 0 | 0 | 0 | 0 | 0 | 0 | 0 | 0 | 0 | 0 | 0 | 0 | 0 | 0 | 0 | 0 | 0
547 | BOBINA YB09 230/50-60Hz 304398(5173) | COIL YB09 230/50-60 | BOBINA YB09 230 / 50-60Hz 304398 (5173) | 23 | 0 | 0 | 0 | 0 | 0 | 0 | 0 | 0 | 0 | 0 | 0 | 0 | 0 | 0 | 0 | 0 | 1 | 0 | 0 | 0 | 0 | 1
587 | PALA VENT. 172x34º ALUM.73806-2-3634 | FAN BLADE 172X34º | PALA VENTILATORE 172x34º ALLUM.73806-2-3634 | 7 | 0 | 1 | 0 | 1 | 0 | 1 | 0 | 1 | 0 | 1 | 0 | 0 | 0 | 0 | 1 | 0 | 0 | 0 | 0 | 0 | 1 | 0
614 | TAPON UNIVERSAL PULSAR | STANDARD STOPPER | TAPPO UNIVERSALE PULSAR | 6 | 1 | 1 | 1 | 1 | 0 | 0 | 0 | 0 | 0 | 0 | 1 | 0 | 0 | 0 | 0 | 1 | 0 | 0 | 0 | 0 | 0 | 0
666 | REMATE TUBO TERMOSTATO | THERMOSTAT JOINT | FISSAGGIO TUBO TERMOSTATO | 5 | 1 | 1 | 1 | 1 | 0 | 0 | 0 | 0 | 0 | 0 | 0 | 0 | 0 | 0 | 0 | 0 | 0 | 0 | 0 | 0 | 0 | 0
702 | MUELLE PUERTA NG | DOOR SPRING NG | MOLLA SPORTELLO NG | 8 | 1 | 1 | 1 | 1 | 0 | 0 | 0 | 0 | 0 | 0 | 0 | 0 | 0 | 0 | 0 | 0 | 0 | 0 | 0 | 0 | 0 | 0
719 | TORN. DIN 912 M-12X30 12.9 ZINC | SCREW M12*30 | VITE ZINCO DIN 912 M-12X30 | 3 | 0 | 0 | 0 | 0 | 0 | 0 | 0 | 0 | 0 | 0 | 0 | 1 | 1 | 1 | 1 | 0 | 1 | 0 | 0 | 1 | 1 | 1
720 | CUBA STOCK IQ-85 AZUL | STOCK BIN IQ85 (7380) | STOCK BASCA IQ-85 | 30 | 1 | 1 | 1 | 1 | 0 | 0 | 0 | 0 | 0 | 0 | 0 | 0 | 0 | 0 | 0 | 0 | 0 | 0 | 0 | 0 | 0 | 0
725 | RETEN 25X32X7 DOBLE LABIO | SEAL 25X32X7 | TENUTA 25X32X7 | 13 | 0 | 0 | 0 | 0 | 1 | 1 | 1 | 1 | 1 | 1 | 0 | 0 | 0 | 0 | 0 | 0 | 0 | 0 | 0 | 0 | 0 | 0
726 | RETEN 45X58X7 DOBLE LABIO | SEAL 45X58X7 | TENUTA 45X58X7 | 18 | 0 | 0 | 0 | 0 | 0 | 0 | 0 | 0 | 0 | 0 | 0 | 1 | 1 | 1 | 1 | 0 | 1 | 1 | 1 | 1 | 1 | 1
731 | PASACHAPAS DIAMETRO 50 | HOLE BUSHING RING | PASSACAVO DIAMETRO 50 | 6 | 0 | 0 | 0 | 0 | 1 | 1 | 1 | 1 | 1 | 1 | 0 | 1 | 1 | 1 | 1 | 0 | 1 | 1 | 1 | 1 | 1 | 1
766 | REJILLA DESAGUE LAVABO | BIN DRAIN GRILL | GRIGLIA DI SCARICO LAVANDINO | 5 | 1 | 1 | 1 | 1 | 1 | 1 | 0 | 0 | 0 | 0 | 0 | 0 | 0 | 0 | 0 | 0 | 0 | 0 | 0 | 0 | 0 | 0
780 | DESAGÜE CUBA BLANCO | WHITE DRAINAGE TRAY | SCARICO CUVA BIANCO | 5 | 1 | 1 | 1 | 1 | 1 | 1 | 0 | 0 | 0 | 0 | 0 | 0 | 0 | 0 | 0 | 0 | 0 | 0 | 0 | 0 | 0 | 0
785 | DRENAJE BOCA IQ-85 | DRAINAGE IQ | SCARICO BOCCA IQ-85 | 6 | 1 | 1 | 1 | 1 | 0 | 0 | 0 | 0 | 0 | 0 | 0 | 0 | 0 | 0 | 0 | 0 | 0 | 0 | 0 | 0 | 0 | 0
803 | FIJACION EJE SRR-5 REF.211009-7 | FIXING DOOR ACHSE | FISSAGGIO ASSIALE SRR-5 REF. 21009-7 | 5 | 0 | 0 | 0 | 0 | 1 | 1 | 0 | 0 | 0 | 0 | 0 | 0 | 0 | 0 | 0 | 0 | 0 | 0 | 0 | 0 | 0 | 0
808 | BANCADA NG-40-IQ 85 (808CT) | BASE PLATE NG40 IQ-85 | PIASTRA DI BASE NG-40-IQ 85 | 19 | 1 | 1 | 1 | 1 | 0 | 0 | 0 | 0 | 0 | 0 | 0 | 0 | 0 | 0 | 0 | 0 | 0 | 0 | 0 | 0 | 0 | 0
825 | PILOTO VERDE D311 380/50Hz DELECSA | GREEN LIGHT | PILOTA DELECSA GREEN D311 380 / 50Hz | 17 | 0 | 0 | 0 | 0 | 0 | 0 | 0 | 0 | 0 | 0 | 0 | 0 | 0 | 0 | 0 | 0 | 0 | 0 | 0 | 1 | 1 | 0
826 | PILOTO ROJO D311 220/50Hz DELECSA | RED LIGHT | PILOTA DELECSA ROSSO D311 220 / 50Hz | 16 | 0 | 0 | 0 | 0 | 0 | 0 | 0 | 0 | 0 | 0 | 0 | 0 | 0 | 0 | 0 | 0 | 0 | 0 | 0 | 1 | 1 | 0
843 | VALV.PARKER SOL 3/8"PM145.6IRSP V10S3 | HOT GAS VALVE | "VALV.PARKER 3/8"" PM145.6IRSP V10S3" | 140 | 0 | 0 | 0 | 0 | 0 | 0 | 0 | 0 | 0 | 0 | 0 | 0 | 0 | 0 | 0 | 0 | 1 | 0 | 0 | 0 | 0 | 1
856 | PERFIL VINIGOM GRIS-3124- (PL1/109) | PERFIL VINIGOM | PROFILO VINIGOM GRIGGIO-3124- (PL1 / 109) | 6 | 1 | 1 | 1 | 1 | 1 | 1 | 0 | 0 | 0 | 0 | 0 | 0 | 0 | 0 | 0 | 0 | 0 | 0 | 0 | 0 | 0 | 0
884 | MANGUERA 10X16 TRANSP. REFORZADA CR10 Clear 30ml/rollo | PIPE 8*16 | TAGLIO TUBO 10X16 Trasparente CR10 RINFORZATO30 ml / rotollo | 13 | 1 | 1 | 1 | 1 | 1 | 1 | 1 | 1 | 1 | 1 | 1 | 1 | 1 | 1 | 1 | 1 | 1 | 1 | 1 | 1 | 1 | 1
894 | HUSILLO IQ-475 EJE 32 | AUGER IQ550 | ALBERO IQ-475 32 | 1724 | 0 | 0 | 0 | 0 | 0 | 0 | 0 | 0 | 0 | 0 | 0 | 0 | 1 | 1 | 0 | 0 | 1 | 1 | 1 | 1 | 1 | 1
914 | T SOLDAR 3/8 | T WELD 3/8 | TEE SALDATURA 3/8 | 9 | 0 | 0 | 0 | 0 | 0 | 0 | 0 | 0 | 0 | 0 | 0 | 0 | 0 | 0 | 0 | 0 | 0 | 0 | 0 | 0 | 1 | 1
952 | TUERCA CUADRADA PATA | SQUARE NUT FEET | MADREVITE CUADRATA PIEDE | 7 | 0 | 0 | 0 | 0 | 1 | 1 | 0 | 0 | 0 | 0 | 0 | 0 | 0 | 0 | 0 | 0 | 0 | 0 | 0 | 0 | 0 | 0
953 | PATA ROSCADA MACHO | INTERMEDIARY FEET | PIEDE FILETATO MASCHIO | 5 | 0 | 0 | 0 | 0 | 1 | 1 | 0 | 0 | 0 | 0 | 0 | 0 | 0 | 0 | 0 | 0 | 1 | 1 | 1 | 0 | 0 | 0
954 | SUPLEMENTO PATA (HEMBRA) | FEET COMPLEMENT (FEMALE) | SUPPLEMENTO PIEDINO(FEMMINA) | 7 | 0 | 0 | 0 | 0 | 1 | 1 | 0 | 0 | 0 | 0 | 0 | 0 | 0 | 0 | 0 | 0 | 0 | 0 | 0 | 0 | 0 | 0
1001 | COJINETE PUERTA NG NEGRO | DOOR BUSHING | BUSSOLA PORTA NG NERA | 3 | 1 | 1 | 1 | 1 | 0 | 0 | 0 | 0 | 0 | 0 | 0 | 0 | 0 | 0 | 0 | 0 | 0 | 0 | 0 | 0 | 0 | 0
1003 | RELE TERMICO GTK-12M3H1,3 (1-1.6A) | THERMIC RELAY 220V/50HZ | RELÈ TERMICO GTK-12M3H1,3 (1-1.6A) | 48 | 1 | 1 | 1 | 1 | 0 | 0 | 0 | 0 | 0 | 0 | 0 | 0 | 0 | 0 | 0 | 0 | 0 | 0 | 0 | 0 | 0 | 0
1004 | CONTACTO AUX NO LATERAL AU-1M10 | AUXILIARY CONTACT | CONTATTO AUX NON LATERALE AU-1M10 | 22 | 1 | 1 | 1 | 1 | 0 | 0 | 0 | 0 | 0 | 0 | 0 | 0 | 0 | 0 | 0 | 0 | 0 | 0 | 0 | 0 | 0 | 0
1006 | JUNTA TORICA 8X3 | O-RING 8X3 | GUARNIZIONE TORICA 8X3 | 6 | 1 | 1 | 1 | 1 | 0 | 0 | 0 | 0 | 0 | 0 | 0 | 0 | 0 | 0 | 0 | 0 | 0 | 0 | 0 | 0 | 0 | 0
1008 | BRIDA BOCA EVAPORADOR IQ NG TUBO 40 | EVAPORATOR FLANGE | FLANGIA BOCCA EVAPORATORE IQ NG TUBE 40 | 7 | 1 | 1 | 1 | 1 | 0 | 0 | 0 | 0 | 0 | 0 | 0 | 0 | 0 | 0 | 0 | 0 | 0 | 0 | 0 | 0 | 0 | 0
1015 | ESPIGA VALVULA PRESOSTATICA | PRESSOSTATIC VALVE CONNECTION | MANICOTTO VALVOLA PRESSOSTATICA | Consultar/Consult | 0 | 0 | 0 | 0 | 0 | 1 | 0 | 1 | 0 | 1 | 0 | 0 | 0 | 1 | 1 | 0 | 0 | 0 | 0 | 1 | 1 | 1
1035 | VAVULA DE EXPANSION ORIF.6 | EXPANSION VALVE 0,68 404 | VALV.EXP. TUB 068U2099 ORIF.6 (404) IQ550 | 133 | 0 | 0 | 0 | 0 | 0 | 0 | 0 | 0 | 0 | 0 | 1 | 1 | 0 | 0 | 1 | 1 | 1 | 0 | 0 | 1 | 1 | 1
1053 | BOCA SALIDA CUBA IQ NG | OUTLET ICE TUBE | BOCCA USCITA BASCA IQ NG | 66 | 1 | 1 | 1 | 1 | 0 | 0 | 0 | 0 | 0 | 0 | 0 | 0 | 0 | 0 | 0 | 0 | 0 | 0 | 0 | 0 | 0 | 0
1096 | DESHIDRATADOR 40GR 1E 2S 1/4"(SM340S309) | 40 GR DRIER R404 | DESHIDRATATORE 40GR 1E 2S 1/4 (SM340S309) | Consultar/Consult | 0 | 0 | 0 | 0 | 0 | 0 | 0 | 0 | 0 | 0 | 0 | 1 | 0 | 0 | 1 | 0 | 0 | 0 | 0 | 0 | 0 | 0
1111 | ALARGADERA 5X1.5X2500 FASTON-PELADO | EXTENSION 5*1 | ALARGADERA 5X1.5X2500 FASTON-PELADO | Consultar/Consult | 0 | 0 | 0 | 0 | 0 | 0 | 0 | 0 | 0 | 0 | 0 | 1 | 0 | 0 | 1 | 0 | 1 | 0 | 0 | 0 | 0 | 1
1123 | BASCULANTE PUERTA IQ NG | DOOR SUPPORT IQ NG | PORTA A BATTENTE IQ NG | 9 | 1 | 1 | 1 | 1 | 0 | 0 | 0 | 0 | 0 | 0 | 0 | 0 | 0 | 0 | 0 | 0 | 0 | 0 | 0 | 0 | 0 | 0
1306 | IQ 135 S-60 SOPORTE CONO (1306RB) | DISPERSION CONE SUPPORT S-60 | SUPPORTO CONNO QI 135 S-60 | 12 | 0 | 0 | 0 | 0 | 1 | 1 | 0 | 0 | 0 | 0 | 0 | 0 | 0 | 0 | 0 | 0 | 0 | 0 | 0 | 0 | 0 | 0
1312 | REDUCCION LATON 241G 3/4Gx1/2G M/H (REF. 050010209) | BRASS REDUCTION 241G | RIDUZIONE OTTONE 241G 3 / 4Gx1 / 2G M / H | 9 | 0 | 0 | 0 | 0 | 0 | 1 | 0 | 1 | 0 | 1 | 0 | 0 | 0 | 1 | 0 | 0 | 0 | 0 | 0 | 1 | 1 | 1
1313 | REDUCCION LATON 241G 1/2Gx3/8G M/H (REF. 050010205) | BRASS REDUCTION 241G | RIDUZIONE OTTONE 241G 1 / 2Gx3 / 8G M / H | 6 | 0 | 0 | 0 | 0 | 0 | 1 | 0 | 1 | 0 | 1 | 0 | 0 | 0 | 1 | 0 | 0 | 0 | 0 | 0 | 1 | 1 | 1
1332 | IQ 135 S-60 DEFLECTORA HIELO (1332RB) | ICE DEFLECTOR IQ135 S-60 | DEFLETTORE DI GHIACCIO IQ 135 S-60 | 20 | 0 | 0 | 0 | 0 | 1 | 1 | 0 | 0 | 0 | 0 | 0 | 0 | 0 | 0 | 0 | 0 | 0 | 0 | 0 | 0 | 0 | 0
1365 | M2 RLL.TECNOLEN 33-10 FR BCO+ADH.ST 5(0.250K/M1) | M2 RLL.TECNOLEN 33-10 FR BCO+ADH.ST 5(0.250K/M1) | M2 RLL.TECNOLEN 33-10 FR BCO + ADH.ST 5 (0,250 K / M1) | 29 | 0 | 0 | 0 | 0 | 0 | 0 | 0 | 0 | 0 | 0 | 1 | 0 | 0 | 0 | 0 | 1 | 0 | 0 | 0 | 0 | 0 | 0
1390 | ANILLO SEG. INTERIOR D18 DIN 472 INOX | INNER RING | ANELLO SEC INTERNO D18 DIN 472 INOX | 3 | 1 | 1 | 1 | 1 | 0 | 0 | 0 | 0 | 0 | 0 | 0 | 0 | 0 | 0 | 0 | 0 | 0 | 0 | 0 | 0 | 0 | 0
1391 | JUNTA TORICA 28.24X2.62 | O-RING 28.24X2.62 | SCHEDA TORICA 28.24X2.62 | 3 | 1 | 1 | 1 | 1 | 0 | 0 | 0 | 0 | 0 | 0 | 0 | 0 | 0 | 0 | 0 | 0 | 0 | 0 | 0 | 0 | 0 | 0
1417 | CARTELA REFUERZO IQ (1417CT) | STAINLESS BRACE IQ | PIASTRA RINFORZO IQ | 9 | 0 | 0 | 0 | 0 | 0 | 0 | 0 | 0 | 0 | 0 | 0 | 1 | 1 | 1 | 1 | 0 | 0 | 0 | 0 | 0 | 0 | 0
1428 | SOPORTE LAMAS REJILLA DCHA. | RIGHT GRILL SUPPORT Q-C | "SUPPORTO GRIGLIA ""D""" | 8 | 0 | 0 | 0 | 0 | 0 | 0 | 0 | 0 | 0 | 0 | 0 | 0 | 0 | 0 | 0 | 0 | 0 | 0 | 0 | 1 | 1 | 0
1429 | SOPORTE LAMAS REJILLA IZDA. | LEFT GRILL SUPPORT Q-C | "SUPPORTO GRIGLIA ""S""" | 8 | 0 | 0 | 0 | 0 | 0 | 0 | 0 | 0 | 0 | 0 | 0 | 0 | 0 | 0 | 0 | 0 | 0 | 0 | 0 | 1 | 1 | 0
1457 | PILOTO LED ROJO 220V (SX28H167XG00023) | RED LED | LAMPADINA LED ROSSO 220V (SX28H167XG00023) | 5 | 1 | 1 | 1 | 1 | 1 | 1 | 1 | 1 | 1 | 1 | 0 | 1 | 1 | 1 | 1 | 0 | 1 | 1 | 1 | 0 | 0 | 1
1458 | PILOTO LED AMBAR 220V (SX28H167XH00023) | AMBER LED | LAMPADINA LED GIALLO (SX28H167XH00023) | 5 | 1 | 1 | 1 | 1 | 1 | 1 | 1 | 1 | 1 | 1 | 0 | 1 | 1 | 1 | 1 | 0 | 1 | 1 | 1 | 0 | 0 | 1
1479 | TAPA CRISTAL VA 8 | CRYSTAL COVER | COPERCHIO VETRO VA 8 | 31 | 0 | 0 | 0 | 0 | 0 | 0 | 0 | 0 | 0 | 0 | 0 | 0 | 0 | 0 | 0 | 0 | 1 | 1 | 1 | 0 | 0 | 0
1570 | SEP PARTICULAS D 30X150-1 4 X1 4 | SEP PARTICLES D 30X150-1 4 X1 4 | BOYLER D 30X150-1 4 X1 4 | 7 | 1 | 1 | 1 | 1 | 0 | 0 | 0 | 0 | 0 | 0 | 0 | 0 | 0 | 0 | 0 | 0 | 0 | 0 | 0 | 0 | 0 | 0
1598 | ESPIGA REBOSADERO IQ | OVERFLOW PIN | IQ OVERFLOW SPIGA | Consultar/Consult | 1 | 1 | 1 | 1 | 0 | 0 | 0 | 0 | 0 | 0 | 0 | 0 | 0 | 0 | 0 | 0 | 0 | 0 | 0 | 0 | 0 | 0
1599 | ARANDELA DIN 127 M-6 GROVER ZINC | WASHER DIN 127 M-6 | Arand. DIN 127 M-6 GROVER ZINCO | Consultar/Consult | 1 | 1 | 1 | 1 | 0 | 0 | 0 | 0 | 0 | 0 | 0 | 0 | 0 | 0 | 0 | 0 | 0 | 0 | 0 | 0 | 0 | 0
1689 | RACOR ENTRADA AGUA IQ | INLET WATER FITTING | TUBO INGRESSO W IQ | 5 | 1 | 0 | 1 | 0 | 1 | 0 | 1 | 0 | 1 | 0 | 0 | 1 | 1 | 0 | 1 | 0 | 1 | 1 | 1 | 0 | 0 | 0
1690 | PALET NG-40 SIN PATAS IQ85 | PALLET NG 40 WITHOUT FOOT | NG-40 PALLET SENZA PIEDINI IQ85 | Consultar/Consult | 1 | 1 | 1 | 1 | 0 | 0 | 0 | 0 | 0 | 0 | 0 | 0 | 0 | 0 | 0 | 0 | 0 | 0 | 0 | 0 | 0 | 0
1696 | -Y- BANCADA NQ 34-5 PS 45 (1696CT) | BASE NQ IQ CD PS | -Y- PIASTRA DI BASE NQ 34-5 PS 45 | 38,00 | 0 | 0 | 0 | 0 | 1 | 1 | 0 | 0 | 0 | 0 | 0 | 0 | 0 | 0 | 0 | 0 | 0 | 0 | 0 | 0 | 0 | 0
1704 | GUIA PUERTA DCHA. DP40--140 | RIGHT DOOR GUIDE P65-85 | GUIDA SPORTELLO DESTRO.DP40-140 | 19 | 0 | 0 | 0 | 0 | 1 | 1 | 0 | 0 | 0 | 0 | 0 | 0 | 0 | 0 | 0 | 0 | 0 | 0 | 0 | 0 | 0 | 0
1705 | GUIA PUERTA IZDA. DP40--140 | LEFT DOOR GUIDE P65-85 | GUIDA SPORTELLO SINISTRO.DP40-140 | 19 | 0 | 0 | 0 | 0 | 1 | 1 | 0 | 0 | 0 | 0 | 0 | 0 | 0 | 0 | 0 | 0 | 0 | 0 | 0 | 0 | 0 | 0
1715 | TOPE PUERTA CORREDIZA | SLIDING DOOR STOPPER | FERMO SPORTELLO | 2 | 0 | 0 | 0 | 0 | 1 | 1 | 0 | 0 | 0 | 0 | 0 | 0 | 0 | 0 | 0 | 0 | 0 | 0 | 0 | 0 | 0 | 0
1716 | RUEDA SEPARADOR PUERTA CORREDIZA | SLIDING DOOR WHEEL | BUSSOLA SPORTELLO | 2 | 0 | 0 | 0 | 0 | 1 | 1 | 0 | 0 | 0 | 0 | 0 | 0 | 0 | 0 | 0 | 0 | 0 | 0 | 0 | 0 | 0 | 0
1717 | DESHIDRATADOR 30GR 1E 2S 1/4"(SM330S309) | DRIER 30GR 1E 2S 1/4 | DESHIDRATATORE 30GR 1E 2S 1/4(SM330S309) | 24 | 1 | 0 | 1 | 1 | 1 | 1 | 1 | 1 | 1 | 1 | 0 | 0 | 0 | 0 | 0 | 0 | 0 | 0 | 0 | 0 | 0 | 0
1728 | &REJILLA TRASERA NG40 PINTADA | REAR GRILL | & GRIGLIA POSTERIORE NG40 VERNICIATA | Consultar/Consult | 1 | 1 | 1 | 1 | 0 | 0 | 0 | 0 | 0 | 0 | 0 | 0 | 0 | 0 | 0 | 0 | 0 | 0 | 0 | 0 | 0 | 0
1825 | ROLLO PEB BLANCO BRILLO 250X0.114 | GLOSS WHITE PEB ROLL 250X0.114 | ROTOLO PEB BIANCO LUCIDO 250X0.114 | 6 | 0 | 0 | 0 | 0 | 1 | 1 | 1 | 1 | 1 | 1 | 0 | 1 | 1 | 1 | 1 | 0 | 1 | 1 | 1 | 1 | 1 | 1
1850 | ARANDELA 40x13.5x5 Fe ZINCADA | WASHER 40X13X5 | RONDELLA 40x13,5x5 Fede ZINCADA | 8 | 0 | 0 | 0 | 0 | 0 | 0 | 0 | 0 | 0 | 0 | 0 | 0 | 1 | 1 | 0 | 0 | 1 | 1 | 0 | 1 | 1 | 1
1905 | ARANDELA DIN 125 M-6 PA 00300200778 (6.4x12x1.6) | WASHER DIN 125 M-6 | Arand. DIN 125 M-6 PA 00300200778 (6.4x12x1.6) | 3 | 1 | 1 | 1 | 1 | 0 | 0 | 0 | 0 | 0 | 0 | 0 | 0 | 0 | 0 | 0 | 0 | 0 | 0 | 0 | 0 | 0 | 0
1909 | DEFLECTORA AIRE IQ-85 (1909CT) | AIR DEFLECTOR IQ 85 | DEFLETTORE ARIA IQ-85 | 8 | 0 | 1 | 1 | 0 | 0 | 0 | 0 | 0 | 0 | 0 | 0 | 0 | 0 | 0 | 0 | 0 | 0 | 0 | 0 | 0 | 0 | 0
1915 | -Y- IQ 135 BANCADA (1915CT) | BASE IQ135-150 | -Y- IQ 135 PIASTRA DI BASE | 79 | 0 | 0 | 0 | 0 | 1 | 1 | 1 | 1 | 0 | 0 | 0 | 0 | 0 | 0 | 0 | 0 | 0 | 0 | 0 | 0 | 0 | 0
1927 | IQ 135 LATERAL DCHO (1927CT) | RIGHT PANEL IQ135/150 | IQ 135 FIANCO DESTRO | 54 | 0 | 0 | 0 | 0 | 1 | 1 | 1 | 1 | 0 | 0 | 0 | 0 | 0 | 0 | 0 | 0 | 0 | 0 | 0 | 0 | 0 | 0
1928 | IQ 135 LATERAL IZDO (1928CT) | LEFT PANEL IQ135/150 | IQ 135 FIANCO SINISTRO | 54 | 0 | 0 | 0 | 0 | 1 | 1 | 1 | 1 | 0 | 0 | 0 | 0 | 0 | 0 | 0 | 0 | 0 | 0 | 0 | 0 | 0 | 0
1949 | IQ 135 TRASERA (1949CT) | REAR PANEL IQ135/150 | IQ 135 POSTERIORE | 23 | 0 | 0 | 0 | 0 | 1 | 1 | 1 | 1 | 0 | 0 | 0 | 0 | 0 | 0 | 0 | 0 | 0 | 0 | 0 | 0 | 0 | 0
2016 | CANCAMO D580 M12 GAL C/TUERCA | RING BOLT | CANCAMO D580 M12 GAL C / NUT | 8 | 0 | 0 | 0 | 0 | 0 | 0 | 0 | 0 | 0 | 0 | 0 | 0 | 0 | 0 | 0 | 0 | 0 | 0 | 0 | 1 | 1 | 1
2068 | TOPE REJILLA TRASERA | ELASTIC STOPPERS ON REAR GRILLE | FERMO GRIGLIA POSTERIORE | 2 | 1 | 1 | 1 | 1 | 0 | 0 | 0 | 0 | 0 | 0 | 0 | 0 | 0 | 0 | 0 | 0 | 0 | 0 | 0 | 0 | 0 | 0
2093 | JUNTA PLANA COBRE 5X9X1.5 | WASHER M5X10X1.5 | GUARNIZIONE PIANA RAME 5X9X1,5 | 3 | 1 | 1 | 1 | 1 | 0 | 0 | 0 | 0 | 0 | 0 | 0 | 0 | 0 | 0 | 0 | 0 | 0 | 0 | 0 | 0 | 0 | 0
2094 | JUNTA PLANA COBRE 6X12X1.5 | WASHER M6X12X1.5 | GUARNIZIONE PIATTA RAME 6X12X1.5 | 3 | 1 | 1 | 1 | 1 | 0 | 0 | 0 | 0 | 0 | 0 | 0 | 0 | 0 | 0 | 0 | 0 | 0 | 0 | 0 | 0 | 0 | 0
2108 | IQ 135 S-60 LATERAL DCHO (2108CT) | RIGHT PANEL IQ135-S60 | IQ 135 S-60 FIANCO DESTRO | 115 | 0 | 0 | 0 | 0 | 1 | 1 | 0 | 0 | 0 | 0 | 0 | 0 | 0 | 0 | 0 | 0 | 0 | 0 | 0 | 0 | 0 | 0
2109 | IQ 135 S-60 LATERAL IZDO (2109CT) | LEFT PANEL IQ135 S-60 | IQ 135 S-60 FIANCO SINISTRO | 115 | 0 | 0 | 0 | 0 | 1 | 1 | 0 | 0 | 0 | 0 | 0 | 0 | 0 | 0 | 0 | 0 | 0 | 0 | 0 | 0 | 0 | 0
2110 | IQ 135 S-60 REFUERZO DELANTERO (2110CT) | FRONT REINFORCEMENT IQ135 S-60 | RINFORZO ANTERIORE IQ 135 S-60 | 15 | 0 | 0 | 0 | 0 | 1 | 1 | 0 | 0 | 0 | 0 | 0 | 0 | 0 | 0 | 0 | 0 | 0 | 0 | 0 | 0 | 0 | 0
2116 | IQ 135 S-60 TRASERA (2116CT) | REAR PANEL IQ135 S-60 | IQ 135 S-60 POSTERIORE | 20 | 0 | 0 | 0 | 0 | 1 | 1 | 0 | 0 | 0 | 0 | 0 | 0 | 0 | 0 | 0 | 0 | 0 | 0 | 0 | 0 | 0 | 0
2120 | IQ 135 S-60 FRENTE INF (2120CT) | FRONT PANEL IQ135 S-60 | IQ 135 S-60 ANTERIORE INF | 30 | 0 | 0 | 0 | 0 | 1 | 1 | 0 | 0 | 0 | 0 | 0 | 0 | 0 | 0 | 0 | 0 | 0 | 0 | 0 | 0 | 0 | 0
2170 | MOTOR VENT.5W+PIE H52 220/50 M4Q045-BD01-01+71882 | FAN MOTOR 5W H52 220/50 | MOTOVENTILATORE 5 W+PIE H52 220/50 | 35 | 1 | 1 | 0 | 1 | 0 | 1 | 0 | 1 | 0 | 1 | 0 | 0 | 0 | 0 | 1 | 0 | 0 | 0 | 0 | 0 | 1 | 0
2234 | TUBO 1/4 CURV. | TUBE 1/4 CURV. | TUBO 1/4 CURV. | 7 | 0 | 0 | 0 | 0 | 0 | 0 | 0 | 0 | 0 | 0 | 0 | 0 | 0 | 0 | 0 | 0 | 0 | 0 | 0 | 1 | 0 | 0
2245 | HUSILLO IQ-135 (C/CHA.BAND) | AUGER IQ135/150 | COCLEA IQ-135 (C / CHA.BAND) | 839 | 0 | 0 | 0 | 0 | 1 | 1 | 1 | 1 | 0 | 1 | 0 | 0 | 0 | 0 | 0 | 0 | 0 | 0 | 0 | 0 | 0 | 0
2246 | HUSILLO IQ-175 (C/CHAV.BAND) | AUGER IQ 175 | COCLEA IQ-175 (C / CHAV.BAND) | 962 | 0 | 0 | 0 | 0 | 0 | 0 | 0 | 0 | 1 | 0 | 0 | 0 | 0 | 0 | 0 | 0 | 0 | 0 | 0 | 0 | 0 | 0
2256 | JUNTA TORICA 50X3(COJ.INF. =175) | O-RING BEARING 50X3 | GUARNIZIONE O-RING 50X3 (GIUNTO INF = 175) | 5 | 0 | 0 | 0 | 0 | 1 | 1 | 1 | 1 | 1 | 1 | 0 | 0 | 0 | 0 | 0 | 0 | 0 | 0 | 0 | 0 | 0 | 0
2287 | INTERRUPTOR AZUL 22x30 BIPOLAR C/CAPUCHON UL SX825C18B1F210000 | ON/OFF SWITCH | INTERRUTTORE GENERALE ON/OFF | 5 | 1 | 1 | 1 | 1 | 1 | 1 | 1 | 1 | 1 | 1 | 1 | 1 | 1 | 1 | 1 | 1 | 1 | 1 | 1 | 0 | 0 | 0
2300 | INTERRUPTOR SIGNAL LUX (SX81111811210000) | SWITCH B5 | INTERRUTTORE SEGNALE LUX (SX81111811210000) | 6 | 1 | 1 | 1 | 1 | 0 | 0 | 0 | 0 | 0 | 0 | 0 | 0 | 0 | 0 | 0 | 0 | 0 | 0 | 0 | 1 | 1 | 1
2334 | JUNTA V-RING VRA-32(COJ.INF. =175) | V-RING | GUARNIZIONE V-RING VRA-32 (GIUNTO.INF. = 175) | 13 | 0 | 0 | 0 | 0 | 1 | 1 | 1 | 1 | 1 | 1 | 0 | 0 | 0 | 0 | 0 | 0 | 0 | 0 | 0 | 0 | 0 | 0
2335 | JUNTA V-RING | V-RING | GUARNIZIONE GIUNTO INF.V-RING VRA-55 (= 355) VA55-2 P049 TT0 | 9 | 0 | 0 | 0 | 0 | 0 | 0 | 0 | 0 | 0 | 0 | 0 | 1 | 1 | 1 | 1 | 0 | 1 | 1 | 1 | 1 | 1 | 1
2347 | TUERCA FIJACION (NEGRO)1420-010-10 | PLASTIC NUT (R/CH) | INSERTO FISSAGGIO NERO | 2 | 0 | 0 | 1 | 0 | 1 | 1 | 1 | 1 | 1 | 1 | 0 | 1 | 1 | 1 | 1 | 0 | 1 | 1 | 1 | 1 | 1 | 1
2432 | REMACHE GALV. M-5X12 HEX.CAB.REDUC. | RIVET | RIVETTO ZINC. M-5X12 HEX.CAB.REDUC. (PSZROH-0525-250) | 3 | 1 | 1 | 1 | 1 | 0 | 0 | 0 | 0 | 0 | 0 | 0 | 0 | 0 | 0 | 0 | 0 | 0 | 0 | 0 | 0 | 0 | 0
2440 | TUERCA FIJACION ITM (TOR 5'5) | PLASTIC NUT 5.5 | INSERTO IN PLASTICA ITM 5.5 | 2 | 0 | 0 | 0 | 0 | 1 | 1 | 1 | 1 | 1 | 1 | 0 | 1 | 1 | 1 | 1 | 0 | 1 | 1 | 1 | 1 | 1 | 1
2441 | IQ 135 TUBO CAIDA HIELO (300MM) | OUTLET ICE TUBE IQ135-150 | IQ 135 TUBO CADUTA GHIACCIO (300MM) | 19 | 0 | 0 | 0 | 0 | 1 | 1 | 1 | 1 | 0 | 1 | 0 | 0 | 0 | 0 | 0 | 0 | 0 | 0 | 0 | 0 | 0 | 0
2442 | IQ 175 TUBO CAIDA HIELO (370MM) | ICE OUTLET CHUTE IQ200 | IQ 175 TUBO CADUTA GHIACCIO (370MM) | 25 | 0 | 0 | 0 | 0 | 0 | 0 | 0 | 0 | 1 | 0 | 0 | 0 | 0 | 0 | 0 | 0 | 0 | 0 | 0 | 0 | 0 | 0
2443 | IQ 355 TUBO CAIDA HIELO (430MM) | OUTLET ICE TUBE IQ355 | IQ 355 TUBO CADUTA GHIACCIO (430MM) | 28 | 0 | 0 | 0 | 0 | 0 | 0 | 0 | 0 | 0 | 0 | 0 | 1 | 0 | 0 | 1 | 0 | 0 | 0 | 0 | 0 | 0 | 0
2444 | IQ 475-1100 TUBO CAIDA HIELO (577MM) | OUTLET ICE TUBE IQ550 | IQ 475-1100 ICE FALL TUBE (577MM) | 45 | 0 | 0 | 0 | 0 | 0 | 0 | 0 | 0 | 0 | 0 | 0 | 0 | 1 | 1 | 0 | 0 | 1 | 1 | 1 | 1 | 1 | 1
2446 | MOTOR VENTILADOR 220-50/60 | FAN MOTOR | MOTOR VENTILATORE | 98 | 0 | 0 | 0 | 0 | 0 | 0 | 0 | 0 | 0 | 0 | 1 | 1 | 1 | 0 | 0 | 1 | 0 | 0 | 0 | 0 | 0 | 0
2447 | ABRAZADERA TUBO 70X70 (2447CT) | JUBILEE CLIP 70X70 | FASCETTA TUBO 70X70 | 9 | 0 | 0 | 0 | 0 | 1 | 1 | 1 | 1 | 1 | 1 | 0 | 1 | 1 | 1 | 1 | 0 | 1 | 1 | 1 | 1 | 1 | 1
2449 | TORN. DIN 933 M-8X10 INOX A2 | SCREW M 8X10 INOX | VITE DIN 933 M-8X10 INOX A2 | 2 | 0 | 0 | 0 | 0 | 1 | 1 | 1 | 1 | 1 | 1 | 0 | 1 | 1 | 1 | 1 | 0 | 1 | 1 | 1 | 1 | 1 | 1
2452 | ARANDELA DIN 127 M-8 GROVER ZINC | M 8 GAL GROVER WASHER | RONDELLA. DIN 127 M-8 GROVER ZINCO | 2 | 1 | 1 | 1 | 1 | 1 | 1 | 1 | 1 | 1 | 1 | 0 | 1 | 1 | 1 | 1 | 0 | 1 | 1 | 1 | 1 | 1 | 1
2455 | IQ 175 TAPA SOPORTE BRIDA SUPERIOR | FLANGE SUPPORT IQ135/150/200 | COPERCHIO SUPPORTO FLANGIA IQ 175 | 9 | 0 | 0 | 0 | 0 | 1 | 1 | 1 | 1 | 1 | 1 | 0 | 0 | 0 | 0 | 0 | 0 | 0 | 0 | 0 | 0 | 0 | 0
2456 | -Y- IQ 175 BANCADA (2456CT) | BASE IQ200 | -Y- IQ 175 PIASTRA DI BASE | 79 | 0 | 0 | 0 | 0 | 0 | 0 | 0 | 0 | 1 | 1 | 0 | 0 | 0 | 0 | 0 | 0 | 0 | 0 | 0 | 0 | 0 | 0
2458 | IQ 175 PUENTE (2458RB) | IQ 200/500 SECTION | PONTE IQ 175 | 23 | 0 | 0 | 0 | 0 | 0 | 0 | 0 | 0 | 1 | 0 | 0 | 0 | 0 | 0 | 0 | 0 | 0 | 0 | 0 | 0 | 0 | 0
2463 | IQ 175 LATERAL DCHO (2463CT) | RIGHT PANEL IQ200 | IQ 175 FIANCO DESTRO | 58 | 0 | 0 | 0 | 0 | 0 | 0 | 0 | 0 | 1 | 1 | 0 | 0 | 0 | 0 | 0 | 0 | 0 | 0 | 0 | 0 | 0 | 0
2464 | IQ 175 LATERAL IZDO (2464CT) | LEFT PANEL IQ200 | IQ 175 FIANCO SINISTRO | 58 | 0 | 0 | 0 | 0 | 0 | 0 | 0 | 0 | 1 | 1 | 0 | 0 | 0 | 0 | 0 | 0 | 0 | 0 | 0 | 0 | 0 | 0
2466 | IQ 175 TRASERA (2466CT) | REAR PANEL IQ200 | IQ 175 POSTERIORE | 30 | 0 | 0 | 0 | 0 | 0 | 0 | 0 | 0 | 1 | 1 | 0 | 0 | 0 | 0 | 0 | 0 | 0 | 0 | 0 | 0 | 0 | 0
2470 | DISYUNTOR 1.6-2.5 GD252V5(MMS-32S) | BREAKER 1.6/2.5 A | Interruttore automatico 1.6-2.5 GD252V5 (MMS-32S) | 117 | 0 | 0 | 0 | 0 | 1 | 1 | 1 | 1 | 1 | 1 | 0 | 0 | 0 | 0 | 0 | 0 | 0 | 0 | 0 | 0 | 0 | 0
2471 | TEMPORIZADOR 10 MINUTOS HILOS RETARDO ON | 10' TIMER | TIMER 10 MINUTI H3DS-XL 2 FILI | 129 | 1 | 1 | 1 | 1 | 1 | 1 | 1 | 1 | 1 | 1 | 0 | 1 | 1 | 1 | 1 | 0 | 1 | 1 | 1 | 1 | 1 | 1
2472 | CUADRO ELECTRICO IQ (CHAPA) (2472CT) | ELECTRIC BOX | SCATOLA ELETTRICA IQ (LAMIERA) | 8 | 0 | 0 | 0 | 0 | 1 | 1 | 1 | 1 | 1 | 1 | 0 | 0 | 0 | 0 | 0 | 0 | 0 | 0 | 0 | 0 | 0 | 0
2475 | IQ 355- 550 BANCADA (2475CT) | BASE IQ400-550 | IQ 355- 550 PIASTRA DI BASE | 116 | 0 | 0 | 0 | 0 | 0 | 0 | 0 | 0 | 0 | 0 | 0 | 1 | 1 | 1 | 1 | 0 | 0 | 0 | 0 | 0 | 0 | 0
2476 | IQ 355 PUENTE (2476RB) | EVAPORATOR SUPPORT BRIDGE IQ400 | PONTE IQ 355 | 101 | 0 | 0 | 0 | 0 | 0 | 0 | 0 | 0 | 0 | 0 | 0 | 1 | 0 | 0 | 1 | 0 | 0 | 0 | 0 | 0 | 0 | 0
2477 | IQ 355 TAPA SOPORTE BRIDA SUPERIOR (2477CT) | FLANGE SUPPORT IQ400/550/1100 | COPERCHIO SUPPORTO FLANGIA IQ 355 | 15 | 0 | 0 | 0 | 0 | 0 | 0 | 0 | 0 | 0 | 0 | 0 | 1 | 1 | 1 | 1 | 0 | 1 | 1 | 1 | 1 | 1 | 1
2478 | IQ 355 LATERAL DCHO (2478CT) | RIGHT PANEL IQ400 | IQ 355 FIANCO DESTRO | 87 | 0 | 0 | 0 | 0 | 0 | 0 | 0 | 0 | 0 | 0 | 0 | 1 | 0 | 0 | 1 | 0 | 0 | 0 | 0 | 0 | 0 | 0
2479 | IQ 355 LATERAL IZDO (2479CT) | LEFT PANEL IQ400 | IQ 355 FIANCO SINISTRO | 87 | 0 | 0 | 0 | 0 | 0 | 0 | 0 | 0 | 0 | 0 | 0 | 1 | 0 | 0 | 1 | 0 | 0 | 0 | 0 | 0 | 0 | 0
2481 | IQ 355 TRASERA (2481CT) | REAR PANEL IQ400 | IQ 355 POSTERIORE | 40 | 0 | 0 | 0 | 0 | 0 | 0 | 0 | 0 | 0 | 0 | 0 | 1 | 0 | 0 | 1 | 0 | 0 | 0 | 0 | 0 | 0 | 0
2484 | JUNTA TORICA 75X3(COJ.INF. =355) | O-RING BEARING 75X3 | GUARNIZIONE O-RING A 75X3 (GIUNTO INF. = 355) | 5 | 0 | 0 | 0 | 0 | 0 | 0 | 0 | 0 | 0 | 0 | 0 | 1 | 1 | 1 | 1 | 0 | 1 | 1 | 1 | 1 | 1 | 1
2498 | PILOTO AMBAR D311 220/50Hz | ORANGE LIGHT | PILOTA AMBAR DELBSA D311 220 / 50Hz | 16 | 0 | 0 | 0 | 0 | 0 | 0 | 0 | 0 | 0 | 0 | 0 | 0 | 0 | 0 | 0 | 0 | 0 | 0 | 0 | 1 | 1 | 0
2499 | RACOR T 2070 3/8MX3/8HX3/8H | RACOR T 2070 3/8MX3/8HX3/8H | TEE 2070 3 /8 M X 3/8 F X 3/8 F | Consultar/Consult | 0 | 0 | 0 | 0 | 0 | 1 | 0 | 1 | 0 | 1 | 0 | 0 | 0 | 0 | 1 | 0 | 0 | 0 | 0 | 1 | 0 | 0
2501 | PALET IQ 355 | PALET IQ400 | PALLET IQ 355 | Consultar/Consult | 0 | 0 | 0 | 0 | 0 | 0 | 0 | 0 | 0 | 0 | 0 | 1 | 1 | 1 | 1 | 0 | 0 | 0 | 0 | 0 | 0 | 0
2505 | REBOSADERO IQ -65MM TU CRISTAL 12-15- | OVERFLOW TUBE IQ | TUB TROPPO PIENO IQ -65MM YOUR CRYSTAL 12-15- | 2 | 1 | 1 | 1 | 1 | 1 | 1 | 1 | 1 | 1 | 1 | 0 | 1 | 1 | 1 | 1 | 0 | 1 | 1 | 1 | 1 | 1 | 1
2507 | PRESOSTATO 15'5-18KG | CONDENSATION PRESSOSTAT | PRESSOSTATO HTB-3UC29(15.5-18)03HT0003 | 79 | 0 | 0 | 1 | 1 | 1 | 0 | 1 | 0 | 1 | 0 | 0 | 1 | 1 | 1 | 0 | 0 | 0 | 0 | 0 | 1 | 0 | 0
2510 | ARANDELA DIN 125 M-8 NYLON | WASHER NYLON JOINT 8/16 | RONDELLA. DIN 125 M-8 NYLON | 2 | 0 | 0 | 0 | 0 | 1 | 1 | 1 | 1 | 1 | 1 | 0 | 1 | 1 | 1 | 1 | 0 | 1 | 1 | 1 | 1 | 1 | 1
2512 | ARANDELA 9X40X4 GAL | WASHER 9X40X4 | RONDELLA 9X40X4 GAL | 6 | 0 | 0 | 0 | 0 | 1 | 1 | 1 | 1 | 1 | 1 | 0 | 0 | 0 | 0 | 0 | 0 | 0 | 0 | 0 | 0 | 0 | 1
2514 | EJE BASCULANTE IQ | BASCULE AXIS | ALBERO RIBALTAMENTO IQ | Consultar/Consult | 0 | 0 | 0 | 0 | 1 | 1 | 1 | 1 | 1 | 1 | 0 | 1 | 1 | 1 | 1 | 0 | 1 | 1 | 1 | 1 | 1 | 1
2520 | ARO PASACABLES 44'4 (15514) | GROMET | ANELLO DI PASSAGGIO 44'4 (15514) | 6 | 0 | 0 | 0 | 0 | 1 | 1 | 1 | 1 | 1 | 1 | 0 | 1 | 1 | 1 | 1 | 0 | 1 | 1 | 1 | 1 | 1 | 1
2560 | DESHIDRATADOR DML032S | DRIER FILTER DML032S 023Z4822 | DESHIDRATATORE DML032S (023Z482291) | 23 | 0 | 0 | 0 | 0 | 0 | 0 | 0 | 0 | 0 | 0 | 1 | 0 | 1 | 1 | 0 | 1 | 1 | 0 | 0 | 1 | 1 | 1
2561 | SEPAR.PART.D.30x345 1/2-1/2"(2A) | PARTICLES SEPARATOR 345x30 1/2 | """SEPAR.PART.D.30x345 1 / 2-1 / 2 """"(2A)""" | 16 | 0 | 0 | 0 | 0 | 0 | 0 | 0 | 0 | 0 | 0 | 0 | 0 | 0 | 0 | 0 | 0 | 0 | 0 | 0 | 1 | 1 | 0
2595 | TORN. DIN 912 M-5X6 INOX A2 | SCREW DIN 912 M5X6 | VITE DIN 912 M5X6 | 2 | 0 | 0 | 0 | 0 | 1 | 1 | 1 | 1 | 1 | 1 | 1 | 1 | 1 | 1 | 1 | 1 | 1 | 1 | 1 | 1 | 1 | 1
2645 | CARATULA PILOTOS IQ-85 59x35 | LEDS COVER 85 | COPERTURA PILOTA IQ-85 59x35 | 18 | 1 | 1 | 1 | 1 | 0 | 0 | 0 | 0 | 0 | 0 | 0 | 0 | 0 | 0 | 0 | 0 | 0 | 0 | 0 | 0 | 0 | 0
2646 | SOPORTE VALVULAS GENERADOR IQ-550 (2646RB) | VALVE GENERATOR SUPPORT | GENERATORE DI VALVOLE DI SUPPORTO IQ-550 | 15 | 0 | 0 | 0 | 0 | 0 | 0 | 0 | 0 | 0 | 0 | 0 | 0 | 0 | 0 | 0 | 0 | 1 | 1 | 0 | 0 | 0 | 0
2710 | IQ 475 LATERAL DCHO (2710CT) | RIGHT PANEL IQ550 | IQ 475 LATO LATERALE | 74 | 0 | 0 | 0 | 0 | 0 | 0 | 0 | 0 | 0 | 0 | 0 | 0 | 1 | 1 | 0 | 0 | 0 | 0 | 0 | 0 | 0 | 0
2711 | IQ 475 LATERAL IZDO (2711CT) | LEFT PANEL IQ550 | IQ 475 LATO SINISTRO | 74 | 0 | 0 | 0 | 0 | 0 | 0 | 0 | 0 | 0 | 0 | 0 | 0 | 1 | 1 | 0 | 0 | 0 | 0 | 0 | 0 | 0 | 0
2712 | IQ 475 TRASERA (2712CT) | REAR PANEL IQ550 | IQ 475 POSTERIORE | 59 | 0 | 0 | 0 | 0 | 0 | 0 | 0 | 0 | 0 | 0 | 0 | 0 | 1 | 1 | 0 | 0 | 0 | 0 | 0 | 0 | 0 | 0
2716 | IQ 475 PUENTE (LATERAL) (2716CT) | IQ550 BRIDGE (SIDE) | PONTE IQ 475 (LATO) | 59 | 0 | 0 | 0 | 0 | 0 | 0 | 0 | 0 | 0 | 0 | 0 | 0 | 1 | 1 | 0 | 0 | 1 | 1 | 1 | 0 | 0 | 0
2717 | IQ 475 CHAPA LATERAL PUENTE | IQ550 SIDE SUPPORT BRIDGE | FOGLIO LATERALE PONTE IQ 475 | 8 | 0 | 0 | 0 | 0 | 0 | 0 | 0 | 0 | 0 | 0 | 0 | 0 | 1 | 1 | 0 | 0 | 1 | 1 | 1 | 0 | 0 | 0
2723 | SOPORTE PILOTOS IQ 1100 (2723CT) | LEDS SUPPORT IQ1100 | SUPPORTO PILOTA IQ 1100 | 30 | 0 | 0 | 0 | 0 | 0 | 0 | 0 | 0 | 0 | 0 | 0 | 0 | 0 | 0 | 0 | 0 | 0 | 0 | 0 | 1 | 1 | 0
2725 | IQ 1100 TIRANTE APOYO SUPERIOR (2725CT) | IQ 1100 TOP SUPPORT BRACE | IQ 1100 TIRANTE SOSTEGNO SUPEIORE | 5 | 0 | 0 | 0 | 0 | 0 | 0 | 0 | 0 | 0 | 0 | 0 | 0 | 0 | 0 | 0 | 0 | 0 | 0 | 0 | 1 | 1 | 0
2729 | IQ 1100 CUBIERTA SUPERIOR (2729CT) | TOP COVER IQ1100 | IQ 1100 TOP COVER | 303 | 0 | 0 | 0 | 0 | 0 | 0 | 0 | 0 | 0 | 0 | 0 | 0 | 0 | 0 | 0 | 0 | 0 | 0 | 0 | 1 | 1 | 0
2730 | IQ 1100 BANCADA (2730CT) | BASE IQ1100 | IQ 1100 BANKING | 594 | 0 | 0 | 0 | 0 | 0 | 0 | 0 | 0 | 0 | 0 | 0 | 0 | 0 | 0 | 0 | 0 | 0 | 0 | 0 | 1 | 1 | 0
2732 | CONDENSADOR 20X4 | IQ1100 CONDENSER 20X4 | CONDENSATORE 20X4 IQ1100 | Consultar/Consult | 0 | 0 | 0 | 0 | 0 | 0 | 0 | 0 | 0 | 0 | 0 | 0 | 0 | 0 | 0 | 0 | 0 | 0 | 0 | 1 | 0 | 0
2735 | IQ 1100 LATERAL DCHO (2735CT) | IQ1100 RIGHT PANNEL | IQ 1100 SIDE SIDE | 89 | 0 | 0 | 0 | 0 | 0 | 0 | 0 | 0 | 0 | 0 | 0 | 0 | 0 | 0 | 0 | 0 | 0 | 0 | 0 | 1 | 1 | 0
2736 | IQ 1100 LATERAL IZDO (2736CT) | IQ1100 LEFT PANNEL | IQ 1100 LATO SINISTRO | 89 | 0 | 0 | 0 | 0 | 0 | 0 | 0 | 0 | 0 | 0 | 0 | 0 | 0 | 0 | 0 | 0 | 0 | 0 | 0 | 1 | 1 | 0
2737 | IQ 1100 TRASERA (2737CT) | IQ1100 BACK PANEL | IQ 1100 POSTERIORE | 125 | 0 | 0 | 0 | 0 | 0 | 0 | 0 | 0 | 0 | 0 | 0 | 0 | 0 | 0 | 0 | 0 | 0 | 0 | 0 | 1 | 1 | 0
2738 | IQ 1100 FRENTE SUPERIOR (2738CT) | IQ1100 FRONT PANNEL | IQ 1100 SUPERIOR FRONT | 50 | 0 | 0 | 0 | 0 | 0 | 0 | 0 | 0 | 0 | 0 | 0 | 0 | 0 | 0 | 0 | 0 | 0 | 0 | 0 | 1 | 1 | 0
2739 | CAJA CARTON IQ1100 | CARDBOARD BOX IQ1100 | CONFEZIONE IQ 1100 | 74 | 0 | 0 | 0 | 0 | 0 | 0 | 0 | 0 | 0 | 0 | 0 | 0 | 0 | 0 | 0 | 0 | 0 | 0 | 0 | 1 | 1 | 0
2871 | TORN. DIN 912 M-6X8 INOX A4 | SCREW DIN 912 M6X8 | VITE. DIN 912 M-6X8 | 2 | 1 | 1 | 1 | 1 | 1 | 1 | 1 | 1 | 1 | 1 | 0 | 1 | 1 | 1 | 1 | 0 | 1 | 1 | 1 | 1 | 1 | 1
2878 | "T" REDUCIDA 16-12-16 COD 151200 | REDUCED T | """""""T"""" RIDOTTO 16-12-16 COD 151200""" | 13 | 0 | 0 | 0 | 0 | 0 | 0 | 0 | 0 | 0 | 0 | 0 | 0 | 1 | 1 | 0 | 0 | 1 | 1 | 0 | 1 | 1 | 1
2903 | IQ TAPA VENTANA | IQ WINDOW COVER | IQ COPERCCHIO FINESTRA | 13 | 0 | 0 | 0 | 0 | 1 | 1 | 1 | 1 | 1 | 1 | 0 | 1 | 1 | 1 | 1 | 0 | 1 | 1 | 1 | 1 | 1 | 1
3022 | RELE TERMICO MT-12 5A (4-6A) | RELAY THERMIC 4-6 (TKK226) | RELÈ TERMICO MT-12 5A (4-6A) | 64 | 0 | 0 | 0 | 0 | 0 | 0 | 0 | 0 | 0 | 0 | 0 | 0 | 0 | 0 | 0 | 0 | 0 | 0 | 0 | 1 | 1 | 0
3032 | MACHON 3/4 PE. 11852 | BUTTRESS | MACCHINA 3/4 PE. 11852 | 6 | 0 | 0 | 0 | 0 | 0 | 0 | 0 | 0 | 0 | 0 | 0 | 0 | 0 | 0 | 0 | 0 | 1 | 1 | 1 | 0 | 0 | 0
3210 | RELE DE SECUENCIA DE FASES IQ | PHASE SEQUENCE RELAY | RELÈ DI SEQUENZA DI FASE K8AK-PH1 (JIMMAR140885-1) | Consultar/Consult | 0 | 0 | 0 | 0 | 0 | 0 | 0 | 0 | 0 | 0 | 0 | 1 | 1 | 1 | 1 | 0 | 1 | 0 | 0 | 1 | 1 | 1
3218 | CUADRO ELECTRICO IQ 550 TRIFASICA (3218CT) | ELECTRIC BOX | TABELLA ELETTRICA | 20 | 0 | 0 | 0 | 0 | 0 | 0 | 0 | 0 | 0 | 0 | 0 | 1 | 1 | 1 | 1 | 0 | 0 | 0 | 0 | 0 | 0 | 0
3283 | ARANDELA ALUMINIO 21X28X1.5 | ALUMINIUM WASHER | RONDELLA IN ALLUMINIO 21X28X1,5 | 5 | 0 | 0 | 0 | 0 | 0 | 1 | 0 | 1 | 0 | 1 | 0 | 0 | 0 | 1 | 0 | 0 | 0 | 0 | 0 | 1 | 1 | 0
3297 | TORN. DIN 912 M-8X20 8.8 ZINC | SCREW 8*20 | VITE. DIN 912 M-8X20 8.8 ZINCO | 6 | 1 | 1 | 1 | 1 | 1 | 1 | 1 | 1 | 1 | 1 | 0 | 0 | 0 | 0 | 0 | 0 | 0 | 0 | 0 | 0 | 0 | 0
3332 | VENTILADOR PALA 350-4A AXIAL 1500rpm 230/50-60 | GEAR FAN | VENT.PL.350-4A ASSIALI 1500rpm 230 / 50-60 S4E355-AN02-99 | Consultar/Consult | 0 | 0 | 0 | 0 | 0 | 0 | 0 | 0 | 0 | 0 | 0 | 0 | 0 | 0 | 0 | 0 | 0 | 0 | 0 | 1 | 0 | 0
3397 | VALVULA CASTEL 6175/33 3/8 | SERVICE VALVE 3/8 | VALVOLA CASTEL 6175/33 3/8 | 58 | 0 | 0 | 0 | 0 | 0 | 0 | 0 | 0 | 0 | 0 | 0 | 0 | 0 | 0 | 0 | 0 | 1 | 1 | 0 | 0 | 0 | 1
3398 | VALVULA CASTEL 6175/44 1/2 | CASTEL VALVE 1/2 | VALVOLA CASTEL 6175/44 1/2 | 68 | 0 | 0 | 0 | 0 | 0 | 0 | 0 | 0 | 0 | 0 | 0 | 0 | 0 | 0 | 0 | 0 | 1 | 1 | 0 | 0 | 0 | 1
3411 | VALVULA ASPIRACIONES KVP-12 1/2 | SUCTION VALVE | VALVOLA ASP. KVP-12 1/2 (34L0218) | 286 | 0 | 0 | 0 | 0 | 0 | 0 | 0 | 0 | 0 | 0 | 0 | 0 | 0 | 0 | 0 | 0 | 1 | 1 | 0 | 0 | 0 | 1
3413 | BANCADA GENERADOR IQ550 (3413CT) | BASE PLATE GENERATOR | BANCA GENERATORE IQ550 | 91 | 0 | 0 | 0 | 0 | 0 | 0 | 0 | 0 | 0 | 0 | 0 | 0 | 0 | 0 | 0 | 0 | 1 | 1 | 1 | 0 | 0 | 0
3415 | SOPORTE ACOMETIDAS GENERADOR IQ550 (3415CT) | SUPPORT SUPPLIES G500 | GENERATORE DI ACCESSORI DI SUPPORTO IQ550 | 86 | 0 | 0 | 0 | 0 | 0 | 0 | 0 | 0 | 0 | 0 | 0 | 0 | 0 | 0 | 0 | 0 | 1 | 1 | 1 | 0 | 0 | 0
3416 | ENVOLVENTE MQ GENERADOR IQ550 (3416CT) | COVER GENERATOR | BUSTA GENERATORE MQ IQ550 | 193 | 0 | 0 | 0 | 0 | 0 | 0 | 0 | 0 | 0 | 0 | 0 | 0 | 0 | 0 | 0 | 0 | 1 | 1 | 1 | 0 | 0 | 0
3417 | TRASERA GENERADOR IQ550 (3417CT) | REAR PANEL IQ550 REMOTE | GENERATORE POSTERIORE IQ550 | 47 | 0 | 0 | 0 | 0 | 0 | 0 | 0 | 0 | 0 | 0 | 0 | 0 | 0 | 0 | 0 | 0 | 1 | 1 | 1 | 0 | 0 | 0
3419 | CUBIERTA SUP.GENERADOR IQ550-850 (3419CT) | REMOTE IQ550 TOP | GENERATORE SUPPORTO COPERCHIO IQ550-850 | 63 | 0 | 0 | 0 | 0 | 0 | 0 | 0 | 0 | 0 | 0 | 0 | 0 | 0 | 0 | 0 | 0 | 1 | 1 | 1 | 0 | 0 | 0
3424 | TEMPORIZADOR CONEXION H3DS-AL AC/DC 17.5mm | TIMER CONNECTION | TIMER CONNESSIONE H3DS-AL AC / DC 17,5mm | 89 | 0 | 0 | 0 | 0 | 0 | 0 | 0 | 0 | 0 | 0 | 0 | 0 | 0 | 0 | 0 | 0 | 1 | 1 | 1 | 0 | 0 | 1
3533 | CLIP BRIDA TUBO 1/4 (181286382015) SOPORTE CORTINA | "CLIP TUBE 1/4""" | CLIP TUBO 1/4 (181286382015)SUPPORTO BANDIEINE | 7 | 1 | 1 | 1 | 1 | 1 | 1 | 1 | 1 | 1 | 1 | 1 | 1 | 1 | 1 | 1 | 1 | 0 | 0 | 0 | 1 | 1 | 0
3560 | TORN. DIN 912 M-10X12 INOX A2 | SCREW DIN 912 M10*12 | VIOLENTO. DIN 912 M10*12 | 3 | 0 | 0 | 0 | 0 | 0 | 0 | 0 | 0 | 0 | 0 | 0 | 0 | 1 | 1 | 0 | 0 | 1 | 1 | 1 | 1 | 1 | 1
3582 | CORTE MANGUERA 6X12 D 2500MM | PIPE 6X12 D 2500MM | TAGLIO TUBO 6X12 D 2500MM | 15 | 0 | 0 | 0 | 0 | 0 | 1 | 0 | 1 | 0 | 1 | 0 | 0 | 0 | 1 | 1 | 0 | 0 | 0 | 0 | 0 | 1 | 0
3586 | CORTE MANGUERA 10x16 800mm | PIPE 10 X 16 800MM | TAGLIO TUBO 10x16 800mm | 5 | 1 | 1 | 1 | 1 | 1 | 1 | 1 | 1 | 1 | 1 | 0 | 0 | 0 | 0 | 0 | 0 | 0 | 0 | 0 | 0 | 0 | 0
3713 | TUBO 1/4 RECTO U/C -25- | STRAIGHT COPPER TUBE 1/4 C/U -25- | RT TUBO 1/4 DRITTO U / C -25- | 12 | 0 | 0 | 0 | 0 | 0 | 1 | 0 | 1 | 0 | 1 | 0 | 1 | 0 | 0 | 1 | 0 | 1 | 0 | 1 | 1 | 1 | 0
3720 | TUBO 1/4 CURV. U/C -80- | CURVED TUBE 1/4. C/U -80- | TUBO 1/4 CURVO U / C -80- | 10 | 0 | 0 | 0 | 0 | 0 | 0 | 0 | 0 | 0 | 0 | 1 | 0 | 1 | 1 | 0 | 1 | 0 | 0 | 0 | 0 | 0 | 0
3737 | TUBO 1/4 CURV-ENS U/C -170- | TUBE 1/4 CURV-ENS U/C -170- | TUBO1/4 CURVO-ALLARG. U / C -170- | 12 | 0 | 0 | 0 | 0 | 0 | 0 | 0 | 0 | 0 | 0 | 0 | 1 | 0 | 0 | 1 | 0 | 0 | 0 | 0 | 0 | 0 | 0
3764 | CAPILAR 2X1X3500 (7304) | CAPILLARY TUBE 3500 2*1 | CAPILLARE 3500 MM 2 X 1 (7304) | 9 | 1 | 1 | 0 | 0 | 0 | 0 | 0 | 0 | 0 | 0 | 0 | 0 | 0 | 0 | 0 | 0 | 0 | 0 | 0 | 0 | 0 | 0
3796 | TUBO 1/4 CURV U/C (L.GAS CAL) -193- | TUBE 1/4 CURV U/C (L.GAS CAL) -193- | 1/4 CURV U / C TUBE (L.GAS CAL) -193- | 6 | 0 | 0 | 0 | 0 | 0 | 1 | 0 | 1 | 0 | 1 | 0 | 0 | 0 | 0 | 0 | 0 | 0 | 0 | 0 | 0 | 0 | 0
3814 | RESISTENCIA PVC FLEX.920X5W 220V (FASTON 6.35H+FUNDA) | RESISTANCE PVC 220V (WHITE) | RESISTENZA PVC FLEX.920X5W 220V (FASTON 6.35H + COVER) | 13 | 1 | 1 | 1 | 1 | 0 | 0 | 0 | 0 | 0 | 0 | 0 | 0 | 0 | 0 | 0 | 0 | 0 | 0 | 0 | 0 | 0 | 0
3840 | CAPILAR 2 X 1 2500 | CAPILLARY TUBE 2*2 | CAPILLARE 2 X 1 2500 | 9 | 0 | 0 | 1 | 1 | 0 | 0 | 0 | 0 | 0 | 0 | 0 | 0 | 0 | 0 | 0 | 0 | 0 | 0 | 0 | 0 | 0 | 0
4027 | ABRAZADERA TUBO RICH 103 ( 19.1-22.2) | JUBILEE CLIP RICH 103 (19.1-22.2) | RICH 103 TUBE CLAMP (19.1-22.2) | 5 | 0 | 0 | 0 | 0 | 0 | 0 | 0 | 0 | 0 | 0 | 1 | 0 | 0 | 0 | 0 | 1 | 0 | 0 | 0 | 0 | 0 | 0
4036 | SOPORTE CONDENSADOR W ALTO | WATER CONDENSER UPPER SUPPORT | SUPPORTO CONDENSATORE W ALTO | 3 | 0 | 1 | 0 | 1 | 0 | 1 | 0 | 1 | 0 | 1 | 0 | 0 | 0 | 1 | 1 | 0 | 0 | 0 | 0 | 0 | 1 | 0
4037 | SOPORTE CONDENSADOR W BAJO | WATER CONDENSER LOWER SUPPORT | SUPPORTO CONDENSATORE W BASSO | 3 | 0 | 1 | 0 | 1 | 0 | 1 | 0 | 1 | 0 | 1 | 0 | 0 | 0 | 1 | 1 | 0 | 0 | 0 | 0 | 0 | 1 | 0
4038 | SOPORTE CONDENSADOR W EXTERIOR | WATER CONDENSER EXTERNAL SUPPORT | SUPPORTO CONDENSATORE W ESTERNO | 3 | 0 | 1 | 0 | 1 | 0 | 1 | 0 | 1 | 0 | 1 | 0 | 0 | 0 | 1 | 1 | 0 | 0 | 0 | 0 | 0 | 1 | 0
4040 | PALA VENT. 200X28º ALUM.73808-2-3634 | FAN BLADE 200X28 PLASTIC | PALA VENTILATORE 200x28º ALLUM.73808-2-3634 | 8 | 1 | 0 | 1 | 0 | 0 | 0 | 0 | 0 | 0 | 0 | 0 | 0 | 0 | 0 | 0 | 0 | 0 | 0 | 0 | 0 | 0 | 0
4280 | PILOTO LED VERDE 220V (SX28H15XAE00027) EVE00260 | GREEN LED | LAMPADINA LED VERDE 220V (SX28H15XAE00027) EVE00218 | 5 | 0 | 0 | 0 | 0 | 0 | 0 | 0 | 0 | 0 | 0 | 0 | 0 | 0 | 0 | 0 | 0 | 0 | 0 | 0 | 0 | 0 | 1
4495 | PALA VENT. 254X22º ALUM.73813-2-3634 | FAN BLADE 250X22º | PALA VENTILATORE 254x22ºALLUM.73813-2-3634 | 11 | 0 | 0 | 0 | 0 | 1 | 0 | 1 | 0 | 0 | 0 | 0 | 0 | 0 | 0 | 0 | 0 | 0 | 0 | 0 | 0 | 0 | 0
4521 | BANDEJA BOMBA ECP-ECO-NG | WATER PUMP TRAY | BACCINELLA POMPA ECP-ECO-NG | 3 | 1 | 1 | 1 | 1 | 0 | 0 | 0 | 0 | 0 | 0 | 0 | 0 | 0 | 0 | 0 | 0 | 0 | 0 | 0 | 0 | 0 | 0
4526 | RESTRICTOR 1L/MIN AZUL VALV.ENT.W (1005) | WATER REGULATOR 1L/MIN AZUL VALV.ENT.W (1005) | RESTRICTOR 1L / MIN BLUE VALV.ENT.W (1005) | 3 | 0 | 1 | 0 | 1 | 0 | 0 | 0 | 0 | 0 | 0 | 0 | 0 | 0 | 0 | 0 | 0 | 0 | 0 | 0 | 0 | 0 | 0
4527 | RESTRICTOR 1.2L/MIN MARRON VALV.ENT.AGUA | WATER FLOW RESTRICTOR 1.2L/MIN | RESTRICTORE1.2L/MIN | 3 | 0 | 0 | 0 | 0 | 0 | 0 | 0 | 0 | 0 | 0 | 1 | 0 | 0 | 0 | 0 | 1 | 0 | 0 | 0 | 0 | 0 | 0
4789 | BASE CUADRO ELECTRICO NG | ELECTRIC BOX SUPPORT | BASE DI SCATOLA ELETTRICA NG | 9 | 1 | 1 | 1 | 1 | 0 | 0 | 0 | 0 | 0 | 0 | 0 | 0 | 0 | 0 | 0 | 0 | 0 | 0 | 0 | 0 | 0 | 0
4790 | TAPA CUADRO ELECTRICO NG | ELECTRIC BOX COVER | COPERCHIO SCATOLA ELETTRICA NG | 9 | 1 | 1 | 1 | 1 | 0 | 0 | 0 | 0 | 0 | 0 | 0 | 0 | 0 | 0 | 0 | 0 | 0 | 0 | 0 | 0 | 0 | 0
4840 | TIRANTE LATERAL IQ-85 DCHO (4840CT) | RIGHT SIDE STRAP IQ85 | BANDA LATERALE IQ-85 DESTRA | 13 | 1 | 1 | 1 | 1 | 0 | 0 | 0 | 0 | 0 | 0 | 0 | 0 | 0 | 0 | 0 | 0 | 0 | 0 | 0 | 0 | 0 | 0
4841 | TIRANTE LATERAL IQ-85 IZDO (4841CT) | LEFT SIDE STRAP IQ85 | STRISCE LATERALI IQ-85 SINISTRA | 13 | 1 | 1 | 1 | 1 | 0 | 0 | 0 | 0 | 0 | 0 | 0 | 0 | 0 | 0 | 0 | 0 | 0 | 0 | 0 | 0 | 0 | 0
4907 | RETENEDOR CABLE Z10.5 o.B. 9641156602 UL | RETAINER CABLE / WIRING FIXING | PRESACAVO Z10.5 o.B. 9641156602 UL | 11 | 0 | 0 | 0 | 0 | 0 | 0 | 0 | 0 | 0 | 0 | 1 | 1 | 1 | 1 | 1 | 1 | 1 | 1 | 1 | 0 | 0 | 1
4994 | PALA VENT. 254x34º ALUM.73815-2-3634 | FAN PADDLE | PALA VENT. ALLUMINIO 254x34º. 73815-2-3634 | 16 | 0 | 0 | 0 | 0 | 0 | 0 | 0 | 0 | 1 | 0 | 0 | 0 | 0 | 0 | 0 | 0 | 0 | 0 | 0 | 0 | 0 | 0
5016 | COND.W (4V) 2.7M - REP=5242 | WATER CONDENSER | COND.W (4V) 2.7M - REP = 5242 | Consultar/Consult | 0 | 0 | 0 | 1 | 0 | 0 | 0 | 0 | 0 | 0 | 0 | 0 | 0 | 0 | 0 | 0 | 0 | 0 | 0 | 0 | 0 | 0
5019 | COND.W (10V) 7.08M (REP=5246) | SPARE 5246 - CONDENSER W | COND.W (10V) 7.08M (REP = 5246) | Consultar/Consult | 0 | 0 | 0 | 0 | 0 | 0 | 0 | 0 | 0 | 0 | 0 | 0 | 0 | 0 | 1 | 0 | 0 | 0 | 0 | 0 | 0 | 0
5030 | PUERTA NG-40 INOX | DOOR ASSEMBLY NG | SPORTELLO NG-40 INOX | 68 | 1 | 1 | 1 | 1 | 0 | 0 | 0 | 0 | 0 | 0 | 0 | 0 | 0 | 0 | 0 | 0 | 0 | 0 | 0 | 0 | 0 | 0
5173 | BOBINA VAL.G.C.220/50-60Hz ENGASTADA | HOT GAS COIL 220V-50/60Hz | BOBINA GAS CALDO 220V-50/60HZ | 31 | 0 | 0 | 0 | 0 | 0 | 0 | 0 | 0 | 0 | 0 | 0 | 0 | 0 | 0 | 0 | 0 | 1 | 0 | 0 | 0 | 0 | 1
5177 | REGLETA CONEXIONES | TERMINAL BLOCK | MAMUT | 5 | 1 | 1 | 1 | 1 | 1 | 1 | 1 | 1 | 1 | 1 | 0 | 1 | 0 | 0 | 1 | 0 | 1 | 0 | 0 | 1 | 1 | 0
5212 | PROTECCION MICROS | MICRO SWITCH PROTECTOR | PROTEZIONE MICRO 0.6 | 2 | 0 | 0 | 0 | 0 | 0 | 0 | 0 | 0 | 1 | 1 | 0 | 0 | 0 | 0 | 0 | 0 | 0 | 0 | 0 | 0 | 0 | 0
5219 | TUBO TERMOSTATO INOX 420MM IQ85-NG40 | THERMOSTAT TUBE | TUBO TERMOSTATO INOX 420MM IQ85-NG40 | 9 | 1 | 1 | 1 | 1 | 0 | 0 | 0 | 0 | 0 | 0 | 0 | 0 | 0 | 0 | 0 | 0 | 0 | 0 | 0 | 0 | 0 | 0
5233 | CUADRO Y CABL. IQ 85 | ELECTRICAL PANEL AND CABLE IQ | TABELLA E CAVO. QI 85 | 195 | 1 | 1 | 1 | 1 | 0 | 0 | 0 | 0 | 0 | 0 | 0 | 0 | 0 | 0 | 0 | 0 | 0 | 0 | 0 | 0 | 0 | 0
5340 | VALVULA FLOTADOR VERT. BOYA/ALTA | FLOAT VALVE | VALVOLA GALLEGGIANTE VERT. | 40 | 1 | 1 | 1 | 1 | 1 | 1 | 1 | 1 | 1 | 1 | 0 | 1 | 1 | 1 | 1 | 0 | 1 | 1 | 1 | 1 | 1 | 1
5349 | CUADRO Y CABL. IQ 1100 TRIFASICOS | BOX AND CABL. IQ 1100 THREE PHASE | QUADRO E CAVI IQ 1100 TRIFASE | 689 | 0 | 0 | 0 | 0 | 0 | 0 | 0 | 0 | 0 | 0 | 0 | 0 | 0 | 0 | 0 | 0 | 0 | 0 | 0 | 1 | 1 | 0
5365 | IQ 135-175 PLATO BRIDA MECANIZADO | FLANGE PLATE IQ135/150/175 | FLANGIA LAVORATA IQ 135-175 | 193 | 0 | 0 | 0 | 0 | 1 | 1 | 1 | 1 | 1 | 1 | 0 | 0 | 0 | 0 | 0 | 0 | 0 | 0 | 0 | 0 | 0 | 0
5366 | IQ 355-475 PLATO BRIDA MECANIZADO | FLANGE PLATE IQ 400/550/1100 | FLANGIA MECCANIZZATA IQ 355-475 | Consultar/Consult | 0 | 0 | 0 | 0 | 0 | 0 | 0 | 0 | 0 | 0 | 0 | 1 | 1 | 1 | 1 | 0 | 1 | 1 | 1 | 1 | 1 | 1
5423 | SONDA NIVEL ENGASTADA | WATER LEVEL SENSOR | SONDA LIVELLO LA931BLUZ060Z | 37 | 1 | 1 | 1 | 1 | 1 | 1 | 1 | 1 | 1 | 1 | 0 | 1 | 1 | 1 | 1 | 0 | 1 | 1 | 1 | 1 | 1 | 1
5425 | CUADRO Y CABL. IQ 135-150-200-355 | BOX AND CABL. IQ 135-150-200-355 | QUADRO E CAVI IQ 135-150-200-355 | 375 | 0 | 0 | 0 | 0 | 1 | 1 | 1 | 1 | 1 | 1 | 0 | 0 | 0 | 0 | 0 | 0 | 0 | 0 | 0 | 0 | 0 | 0
5879 | CONDENSADOR W (12V) 8.50M | W CONDENSER | CONDENSATORE W (12V) 8,50M | Consultar/Consult | 0 | 0 | 0 | 0 | 0 | 0 | 0 | 0 | 0 | 0 | 0 | 0 | 0 | 1 | 0 | 0 | 0 | 0 | 0 | 0 | 1 | 0
6004 | ANILLO SEGURIDAD CLIP DIN 6799 D.INT-5 INOX A-2 | SAFETY RING | ANELLO SICUREZZA CLIP DIN 6799 D.INT-5 INOX A-2 | 12 | 0 | 0 | 0 | 0 | 1 | 1 | 1 | 1 | 1 | 1 | 0 | 1 | 1 | 1 | 1 | 0 | 0 | 0 | 1 | 1 | 1 | 1
6008 | COMPRESOR NT6226GK 22.4cc 220/240-50Hz R404 (CSR) | COMPRESSOR NEK6217GK 14.3cc 220/240-50Hz R404 | COMPRESORE NT6226GK 22.4CC 220V-50HZ | Consultar/Consult | 0 | 0 | 0 | 0 | 0 | 0 | 0 | 0 | 0 | 0 | 1 | 0 | 0 | 0 | 0 | 1 | 0 | 0 | 0 | 0 | 0 | 0
6044 | SOPORTE REDUCTOR 6043 (6044CT) | GEAR MOTOR SUPPORT | 6043 SUPPORTO RIDUCENTE | 15 | 1 | 1 | 1 | 1 | 0 | 0 | 0 | 0 | 0 | 0 | 0 | 0 | 0 | 0 | 0 | 0 | 0 | 0 | 0 | 0 | 0 | 0
6072 | ARANDELA 29X28X2.5 LATON | SPACER | RONDELLA OTTONE 19X28X2,5 | 24 | 1 | 1 | 1 | 1 | 0 | 0 | 0 | 0 | 0 | 0 | 0 | 0 | 0 | 0 | 0 | 0 | 0 | 0 | 0 | 0 | 0 | 0
6084 | REJILLA LATERAL MS | SIDE LOUVER | GRIGLIA LATERALE MS | 44 | 0 | 0 | 0 | 0 | 1 | 1 | 1 | 1 | 0 | 0 | 0 | 0 | 0 | 0 | 0 | 0 | 0 | 0 | 0 | 0 | 0 | 0
6152 | TORN. FASTITE FT85T TORX 4X7 ZINC | SCREW FASTITE FT85T TORX 4X7 ZINC | VITE. FASTITE FT85T TORX 4X7 ZINCO | 5 | 0 | 0 | 1 | 0 | 1 | 1 | 1 | 1 | 1 | 1 | 1 | 1 | 1 | 0 | 1 | 1 | 0 | 1 | 1 | 0 | 0 | 0
6241 | CALDERIN 77x220 130.1073.A | LIQUIDE RECEIVER | RICEVITORE 77x220 130.1073.A | Consultar/Consult | 0 | 0 | 0 | 0 | 0 | 0 | 0 | 0 | 0 | 0 | 0 | 1 | 0 | 0 | 1 | 0 | 0 | 0 | 0 | 1 | 1 | 0
6388 | TUBO SALIDA HIELO IQ-85 | ICE CHUTE IQ200C | TUBO DI USCITA ICE IQ-85 | 20 | 1 | 1 | 1 | 1 | 0 | 0 | 0 | 0 | 0 | 0 | 0 | 0 | 0 | 0 | 0 | 0 | 0 | 0 | 0 | 0 | 0 | 0
6398 | PALA VENT. 300X22º ALUM. | FAN BLADE 300X22º | PALA DI VENDITA ALLUMINIO 300X22º. 73816-2-3634 | 17 | 0 | 0 | 0 | 0 | 0 | 0 | 0 | 0 | 0 | 0 | 1 | 0 | 1 | 0 | 0 | 1 | 0 | 0 | 0 | 0 | 0 | 0
6404 | REDUCTOR 8MRV040 i=60 63B14 D=19 M8 | GEAR MOTOR 8MRV040 i=60 63B14 D=19 M8 | RIDUTTORE 8MRV040 i=60 63B14 D=19 M8 | 221 | 1 | 1 | 1 | 1 | 0 | 0 | 0 | 0 | 0 | 0 | 0 | 0 | 0 | 0 | 0 | 0 | 0 | 0 | 0 | 0 | 0 | 0
6486 | MOTO-REDUCTOR IQ-95 0.18KW 220/50-60 | GEAR MOTOR IQ85 | MOTORE-RIDUTTORE IQ-85 230-50 | Consultar/Consult | 1 | 1 | 1 | 1 | 0 | 0 | 0 | 0 | 0 | 0 | 0 | 0 | 0 | 0 | 0 | 0 | 0 | 0 | 0 | 0 | 0 | 0
6501 | SOPORTE VENTILADOR P300 H75 2D (6501RB) | FAN BLADE SUPPORT | SUPPORTO VENTILATORE | 25 | 0 | 0 | 0 | 0 | 0 | 0 | 0 | 0 | 0 | 0 | 0 | 1 | 1 | 0 | 0 | 0 | 0 | 0 | 0 | 0 | 0 | 0
6557 | PALA VENTILADOR 300x28º ALUM. | FAN BLADE | PALA VENTILATORE | 18 | 0 | 0 | 0 | 0 | 0 | 0 | 0 | 0 | 0 | 0 | 0 | 1 | 0 | 0 | 0 | 0 | 0 | 0 | 0 | 0 | 0 | 0
6646 | FRENTE IQ 135 (6646CT) | FRONT PANEL (I) | ANTERIORE IQ 135 | Consultar/Consult | 0 | 0 | 0 | 0 | 1 | 1 | 1 | 1 | 0 | 0 | 0 | 0 | 0 | 0 | 0 | 0 | 0 | 0 | 0 | 0 | 0 | 0
6647 | FRENTE HORIZONTAL IQ 200 (6647RB) | HORIZONTAL FRONT PANEL IQ200/500 | ANTERIORE ORIZZONTALE IQ 200 | 15 | 0 | 0 | 0 | 0 | 0 | 0 | 0 | 0 | 1 | 1 | 0 | 0 | 0 | 0 | 0 | 0 | 0 | 0 | 0 | 0 | 0 | 0
6651 | FRENTE HORIZONTAL IQ 550 III (6651RB) | FRONT HORIZONTAL IQ 550 III | FRONTE ORIZZONTALE IQ 550 III | 22 | 0 | 0 | 0 | 0 | 0 | 0 | 0 | 0 | 0 | 0 | 0 | 0 | 1 | 1 | 0 | 0 | 0 | 0 | 0 | 0 | 0 | 0
6653 | FRENTE HORIZONTAL IQ 400 III (6653CT) | FRONT HORIZONTAL IQ 400 III | FRONTE ORIZZONTALE IQ 400 III | 25 | 0 | 0 | 0 | 0 | 0 | 0 | 0 | 0 | 0 | 0 | 0 | 1 | 0 | 0 | 1 | 0 | 0 | 0 | 0 | 0 | 0 | 0
6656 | FRENTE VERTICAL IQ 200 (6656CT) | VERTICAL FRONT PANEL IQ200/500 | ANTERIORE VERTICALE IQ 200 | 16 | 0 | 0 | 0 | 0 | 0 | 0 | 0 | 0 | 1 | 1 | 0 | 0 | 0 | 0 | 0 | 0 | 0 | 0 | 0 | 0 | 0 | 0
6657 | FRENTE VERTICAL IQ 400 / 550 (6657CT) | FRONT VERTICAL PANEL | ANTERIORE VERTICALE | 18 | 0 | 0 | 0 | 0 | 0 | 0 | 0 | 0 | 0 | 0 | 0 | 1 | 0 | 0 | 1 | 0 | 0 | 0 | 0 | 0 | 0 | 0
6658 | FRENTE VERTICAL IQ 550 (6658CT) |  |  | 27 | 0 | 0 | 0 | 0 | 0 | 0 | 0 | 0 | 0 | 0 | 0 | 0 | 1 | 1 | 0 | 0 | 0 | 0 | 0 | 0 | 0 | 0
6659 | SOPORTE FIJO PILOTOS IQ (6659CT) | LEDS SUPPORT | SUPPORTO FISSO LAMPADINE IQ | 8 | 0 | 0 | 0 | 0 | 1 | 1 | 1 | 1 | 1 | 1 | 0 | 1 | 1 | 1 | 1 | 0 | 0 | 0 | 0 | 0 | 0 | 0
6661 | RESORTE ANCLAJE PILOTOS IQ | LED SUPPORT SPRING | MOLLA ANCORAGGIO SPIE IQ | 6 | 0 | 0 | 0 | 0 | 1 | 1 | 1 | 1 | 1 | 1 | 0 | 1 | 1 | 1 | 1 | 0 | 0 | 0 | 0 | 0 | 0 | 0
6662 | CARATULA PILOTOS IQ 135-550 | LEDS COVER 135 150 | ADESIVO LAMPADINE IQ 135-550 | 12 | 0 | 0 | 0 | 0 | 1 | 1 | 1 | 1 | 1 | 1 | 0 | 1 | 1 | 1 | 1 | 0 | 1 | 1 | 1 | 0 | 0 | 0
6929 | CAPILAR 1.2 X 2.2 X 2400 | CAPILLARY TUBE 1,2*2,2 | CAPILLARE 1,2 X 2,2 X 2400 | 15 | 0 | 0 | 0 | 0 | 1 | 1 | 1 | 1 | 0 | 0 | 0 | 0 | 0 | 0 | 0 | 0 | 0 | 0 | 0 | 0 | 0 | 0
6980 | VALV AGUA LIBRE B 220/50-60HZ | INLET WATER VALVE 1B 220V/50HZ | ELETTROVALV. ACQUA LIBERO B 220 / 50-60HZ | 17 | 0 | 0 | 0 | 0 | 0 | 0 | 0 | 0 | 0 | 0 | 1 | 0 | 0 | 0 | 0 | 1 | 0 | 0 | 0 | 0 | 0 | 0
6985 | TUBO RECTO ENS. 100MM 1/4 | STRAIGHT COPPER TUBE 100MM 1/4 | TUBO DRITTO ALLARGATO 100MM 1/4 | 5 | 0 | 1 | 0 | 0 | 0 | 0 | 0 | 0 | 0 | 0 | 0 | 0 | 0 | 0 | 0 | 0 | 0 | 0 | 0 | 0 | 0 | 0
7024 | R404 IQ 85 ASP-CAP | R404 IQ85 SUCTION-CAPILLARY SET | R404 IQ 85 ASP-CAP | 25 | 0 | 0 | 1 | 1 | 0 | 0 | 0 | 0 | 0 | 0 | 0 | 0 | 0 | 0 | 0 | 0 | 0 | 0 | 0 | 0 | 0 | 0
7225 | CUBA STOCK IQ 135 S-60 (7225PU) | STORAGE BIN IQ135/ S-60 | CUVA CONTENITORE IQ 135 S-60 (7225PU) | 139 | 0 | 0 | 0 | 0 | 1 | 1 | 0 | 0 | 0 | 0 | 0 | 0 | 0 | 0 | 0 | 0 | 0 | 0 | 0 | 0 | 0 | 0
7227 | IQ135 S-60 CONO DISPERSION | DISPERSION CONE IQ | IQ135 S-60 CONO DI DISPERSIONE | 23 | 0 | 0 | 0 | 0 | 1 | 1 | 0 | 0 | 0 | 0 | 0 | 0 | 0 | 0 | 0 | 0 | 0 | 0 | 0 | 0 | 0 | 0
7228 | IQ 150 CONO DISPERSION | DISPERSION CONE IQ | CONO DI DISPERSIONE IQ 150 | 46 | 0 | 0 | 0 | 0 | 0 | 0 | 0 | 0 | 0 | 0 | 0 | 0 | 0 | 0 | 0 | 0 | 1 | 0 | 0 | 0 | 0 | 0
7383 | VARILLA EJE PUERTA Q34 DP55 (459MM) | AXLE DOOR 34 | ASSE SPORTELLO Q34 | 7 | 0 | 0 | 0 | 0 | 1 | 1 | 0 | 0 | 0 | 0 | 0 | 0 | 0 | 0 | 0 | 0 | 0 | 0 | 0 | 0 | 0 | 0
7470 | R404 IQ 355 ASP-CON VAL.EXPANSION | CAPILAR SUCTION IQ400 | R404 IQ 355 ASP-CON VAL.EXPANSION | 84 | 0 | 0 | 0 | 0 | 0 | 0 | 0 | 0 | 0 | 0 | 0 | 1 | 0 | 0 | 1 | 0 | 0 | 0 | 0 | 0 | 0 | 0
7471 | IQ 475 ASPIRACION | CAPILLARY SUCTION IQ550 | IQ 475 ASPIRAZIONE | 139 | 0 | 0 | 0 | 0 | 0 | 0 | 0 | 0 | 0 | 0 | 0 | 0 | 0 | 0 | 0 | 0 | 0 | 0 | 0 | 1 | 1 | 0
7572 | REJILLA Q60C | VENTILATION GRILL Q60C | GRIGLIA AIREAZIONE Q60C | 61 | 0 | 0 | 0 | 0 | 0 | 0 | 0 | 0 | 0 | 0 | 0 | 0 | 0 | 0 | 0 | 0 | 0 | 0 | 0 | 1 | 1 | 0
7608 | PUERTA DP55-V50 | SLIDING DOOR DP50-V50 INOX | SPORTELLO DP50 | 86 | 0 | 0 | 0 | 0 | 1 | 1 | 0 | 0 | 0 | 0 | 0 | 0 | 0 | 0 | 0 | 0 | 0 | 0 | 0 | 0 | 0 | 0
7635 | IQ 355 EVAPORADOR (7627) | EVAPORATOR IQ400 | EVAPORATORE IQ 355 | 643 | 0 | 0 | 0 | 0 | 0 | 0 | 0 | 0 | 0 | 0 | 0 | 1 | 0 | 0 | 1 | 0 | 0 | 0 | 0 | 0 | 0 | 0
7706 | TAPON GOMA 9X45 | RUBBER PLUG 9X45 | TAPPO IN GOMMA 9X45 | 6 | 0 | 0 | 0 | 0 | 0 | 0 | 0 | 0 | 0 | 0 | 0 | 0 | 1 | 1 | 0 | 0 | 1 | 1 | 1 | 1 | 1 | 1
7764 | CONECTOR INTERRUPTOR SX82CNT1 | SWITCH SX82CNT1 | CONNETTORE INTERRUTTORE SX82CNT1 | 8 | 1 | 1 | 1 | 1 | 1 | 1 | 1 | 1 | 1 | 1 | 0 | 1 | 1 | 1 | 1 | 0 | 1 | 1 | 1 | 0 | 0 | 0
7907 | RACOR ROSCAR-SOLDAR 3/8" (7170/33) | RACOR 3/8 (7170/33) | """RACCORDO FILETATTO 3/8 ""(7170/33)" | 10 | 0 | 0 | 0 | 0 | 0 | 0 | 0 | 0 | 0 | 0 | 0 | 0 | 0 | 0 | 0 | 0 | 0 | 0 | 1 | 0 | 0 | 0
7925 | LLAVE 1/4SAEX1/4ODS CASTEL 6012E/22 CO2 | FAUCET CASTEL CO2 | RUBINETTO 1/4 SAE X1 / 4ODS CASTEL 6012E / 22 CO2 | 47 | 0 | 0 | 0 | 0 | 0 | 0 | 0 | 0 | 0 | 0 | 0 | 0 | 0 | 0 | 0 | 0 | 0 | 0 | 1 | 0 | 0 | 0
8243 | BORNA 633 TIERRA CARRIL DIN (55.046) | TERMINAL 633 GROUND DIN RAIL (55.046) | CONETTORE 633 MASSA TERRA CARELL DIN (55.046) | 19 | 0 | 0 | 0 | 0 | 0 | 0 | 0 | 0 | 0 | 0 | 0 | 0 | 0 | 0 | 0 | 0 | 0 | 0 | 0 | 1 | 1 | 1
8411 | PASACABLES A PRESION (UL) RETENEDOR | WIRE HOLE 31.615/6/R | PASSACAVI A PRESSIONE (UL) BLOCCANTE | 6 | 1 | 1 | 1 | 1 | 1 | 1 | 1 | 1 | 1 | 1 | 0 | 0 | 0 | 0 | 0 | 0 | 0 | 0 | 0 | 1 | 1 | 0
8434 | COMPRESOR 4.24CC 220/240-50HZ | COMPRESSOR EMT6144U (4.5CC) CSIR 220-240/50 R290 | COMPRESSORE 4,24CC 220/240-50HZ | 301 | 1 | 1 | 0 | 0 | 0 | 0 | 0 | 0 | 0 | 0 | 0 | 0 | 0 | 0 | 0 | 0 | 0 | 0 | 0 | 0 | 0 | 0
8435 | COMPRESOR AE-1073-BF-M 5.16CC 220/240-50HZ (AE4430Z) (AE-1008-FR-M) | COMPRESOR NEU6220U (16.8CC) CSR 220-240/50 R290 | COMPRESSORE AE-1073-BF-M 5.16CC 220 / 240-50HZ (AE4430Z) (AE-1008-FR-M) | 544 | 0 | 0 | 1 | 1 | 0 | 0 | 0 | 0 | 0 | 0 | 0 | 0 | 0 | 0 | 0 | 0 | 0 | 0 | 0 | 0 | 0 | 0
8438 | COMPRESOR AE4470Z "FZ" | COMPRESSOR AE4470Z FZ 12.1CC 220/240-50HZ | """COMPRESSORE AE4470Z """"FZ"""" 12.1CC 220 / 240-50HZ (AE-1016-FR-M)""" | 906 | 0 | 0 | 0 | 0 | 0 | 0 | 0 | 0 | 1 | 1 | 0 | 0 | 0 | 0 | 0 | 0 | 0 | 0 | 0 | 0 | 0 | 0
8470 | RACOR MIXTO ROSCAR-SOLDAR 3/8" ( 9901/X17) | """RACOR MIX 3/8"""" (580791)""" | """RACCORDO MISTO FILETTO SALDATO 3/8 """"(9901 / X17)""" | 89 | 0 | 0 | 0 | 0 | 0 | 0 | 0 | 0 | 0 | 0 | 0 | 0 | 0 | 0 | 0 | 0 | 0 | 0 | 1 | 0 | 0 | 0
8471 | CAPSULA CIERRE TUERCA 3/8" (222371) | CLOSED CAPSULE 3/8 | """DADO CHIUSURA DADO 3/8 """"(222371)""" | 6 | 0 | 0 | 0 | 0 | 0 | 0 | 0 | 0 | 0 | 0 | 0 | 0 | 0 | 0 | 0 | 0 | 0 | 0 | 1 | 0 | 0 | 0
8712 | CHAPA ALZA CONDENSADOR / VENTILADOR | CONDENSER / FAN RAISING SHEET | PANNELLO RIALZO CONDENSATORE/VENTOLA | 3 | 0 | 0 | 0 | 0 | 1 | 0 | 1 | 0 | 1 | 0 | 0 | 0 | 0 | 0 | 0 | 0 | 0 | 0 | 0 | 0 | 0 | 0
8718 | ETIQUETA LOGO ITV 90.3 X 30MM AL BF EFECTO CEPILLADO MARCA 777-095 |  |  | 13 | 1 | 1 | 1 | 1 | 1 | 1 | 1 | 1 | 1 | 1 | 1 | 0 | 0 | 0 | 0 | 1 | 0 | 0 | 0 | 0 | 0 | 0
8784 | CUBIERTA IQR (8784CT) | TOP PANEL | COPERCHIO IQR | 56 | 0 | 0 | 0 | 0 | 0 | 0 | 0 | 0 | 0 | 0 | 0 | 1 | 1 | 1 | 1 | 0 | 0 | 0 | 0 | 0 | 0 | 0
8805 | VALV. SOLENOIDE 1068/3S 3/8 ODS D6.5 C/SOP. |  | VALV. SOLENOID 1068 / 3S 3/8 ODS D6.5 C / SOP. | 106 | 0 | 0 | 0 | 0 | 0 | 0 | 0 | 0 | 0 | 0 | 0 | 0 | 0 | 0 | 0 | 0 | 0 | 1 | 0 | 0 | 0 | 0
8806 | COIL 9300/RA6 HF2 ASSY 220V-50/60HZ | COIL 9300/RA6 HF2 ASSY 220V-50/60HZ | BOBINA 9300 / RA6 HF2 ASSY 220V-50 / 60HZ | 31 | 0 | 0 | 0 | 0 | 0 | 0 | 0 | 0 | 0 | 0 | 0 | 0 | 0 | 0 | 0 | 0 | 0 | 1 | 0 | 0 | 0 | 0
8872 | AISLAMIENTO VAL. EXP. DANFOSS TUB | DANFOSS INSULATED | ISOLAMENTO VALV. EXP. DANFOSS TUB | 13 | 0 | 0 | 0 | 0 | 0 | 0 | 0 | 0 | 0 | 0 | 1 | 1 | 0 | 0 | 1 | 1 | 1 | 0 | 0 | 1 | 1 | 1
8957 | ANILLO SEEGER DIN 471 D30 INOX | SEG RING AXE DIN471 DIAM 30 INOX | ANELLO SEC ASSALE DIN471 DIAM 30 INOX | 19 | 0 | 0 | 0 | 0 | 0 | 0 | 0 | 0 | 0 | 0 | 1 | 0 | 0 | 0 | 0 | 1 | 0 | 0 | 0 | 0 | 0 | 0
8959 | ABRAZADERA C2 POLIPROPILENO 3/8 (231031) | POLIPROP. JUBILEE CLIP 3/8 (231031) | FASCETTA C2 POLIPROPILENE 3/8 (231031) | 6 | 0 | 0 | 0 | 0 | 0 | 0 | 0 | 0 | 0 | 0 | 0 | 0 | 0 | 0 | 0 | 0 | 0 | 0 | 1 | 0 | 0 | 0
8962 | CIERRE MEC. ROTEN 2 D.030 DER. X7GV7 | MECH. CLOSURE ROTEN 2 D.3030 DER. X7V7 | CHIUDI MEC. ROTEN 2 D.030 DER. X7GV7 | 268 | 0 | 0 | 0 | 0 | 0 | 0 | 0 | 0 | 0 | 0 | 1 | 0 | 0 | 0 | 0 | 1 | 0 | 0 | 0 | 0 | 0 | 0
8986 | SOPORTE VÁLVULAS GIQ (8986CT) | VALVE GIQ SUPPORT | SUPPORTO VALVOLA GIQ | 5 | 0 | 0 | 0 | 0 | 0 | 0 | 0 | 0 | 0 | 0 | 0 | 0 | 0 | 0 | 0 | 0 | 0 | 0 | 1 | 0 | 0 | 0
8991 | CAPILAR 1.3 x 2.3 x 2900 | CAPILLARY TUBE 1,3*2,3 | CAPILARE 1,3 x 2,3 x 2900 | 13 | 0 | 0 | 0 | 0 | 0 | 0 | 0 | 0 | 0 | 1 | 0 | 0 | 0 | 0 | 0 | 0 | 0 | 0 | 0 | 0 | 0 | 0
30189 | CARTELA VALVULA ELECTRONICA DE PULSO GIQ850 (30189CT) |  | POSTER ELETTRONICO VALVOLA IMPULSO GIQ850 | 13 | 0 | 0 | 0 | 0 | 0 | 0 | 0 | 0 | 0 | 0 | 0 | 0 | 0 | 0 | 0 | 0 | 0 | 1 | 1 | 0 | 0 | 0
30423 | CUBIERTA MS22 | MS22 COVER | COPERCHIO MS22 | 64 | 0 | 0 | 0 | 0 | 0 | 0 | 0 | 0 | 0 | 0 | 1 | 0 | 0 | 0 | 0 | 1 | 0 | 0 | 0 | 0 | 0 | 0
30432 | CUBIERTA CUBA NIQ | COVER TANK NIQ | NIQ BASCA COVER | 22 | 0 | 0 | 0 | 0 | 0 | 0 | 0 | 0 | 0 | 0 | 1 | 0 | 0 | 0 | 0 | 1 | 0 | 0 | 0 | 0 | 0 | 0
30433 | MASA NIVEL MINIMO AGUA NIQ | MASS MINIMUM LEVEL WATER NIQ | MASS MINIMO LIVELLO DELL'ACQUA NIQ | 10 | 0 | 0 | 0 | 0 | 0 | 0 | 0 | 0 | 0 | 0 | 1 | 0 | 0 | 0 | 0 | 1 | 0 | 0 | 0 | 0 | 0 | 0
30434 | MASA NIVEL MAXIMO AGUA NIQ | MASS MAXIMUM LEVEL WATER NIQ | MASSA MASSIMA LIVELLO DELL'ACQUA NIQ | 10 | 0 | 0 | 0 | 0 | 0 | 0 | 0 | 0 | 0 | 0 | 1 | 0 | 0 | 0 | 0 | 1 | 0 | 0 | 0 | 0 | 0 | 0
30435 | SOPORTE RETEN EVAPORADOR NIQ300 | EVAPORATOR RETAINER SUPPORT NIQ700 | SUPPORTO RIVENDITORE EVAPORATORE NIQ300 | 372 | 0 | 0 | 0 | 0 | 0 | 0 | 0 | 0 | 0 | 0 | 1 | 0 | 0 | 0 | 0 | 1 | 0 | 0 | 0 | 0 | 0 | 0
30436 | HUSILLO DOBLE HELICE NIQ300 | DOUBLE HELIX SCREW NIQ300 | ELICE A MANDRINO DOPPIO NIQ300 | 1933 | 0 | 0 | 0 | 0 | 0 | 0 | 0 | 0 | 0 | 0 | 1 | 0 | 0 | 0 | 0 | 1 | 0 | 0 | 0 | 0 | 0 | 0
30437 | EVAPORADOR NIQ300 MECANIZADO | MACHINED NIQ300 EVAPORATOR | EVAPORATORE NIQ300 MACCHINATO | 1919 | 0 | 0 | 0 | 0 | 0 | 0 | 0 | 0 | 0 | 0 | 1 | 0 | 0 | 0 | 0 | 1 | 0 | 0 | 0 | 0 | 0 | 0
30444 | ROMPE HIELOS NUGGET NIQ300 | NIQ300 NUGGET ICE BREAKER | PUGLIA GHIACCIO NIQ300 | 342 | 0 | 0 | 0 | 0 | 0 | 0 | 0 | 0 | 0 | 0 | 0 | 0 | 0 | 0 | 0 | 1 | 0 | 0 | 0 | 0 | 0 | 0
30446 | TAPA MICRO ATASCO NIQ | MICRO JAM LID NIQ | NIQ MICRO JAM COVER | 5 | 0 | 0 | 0 | 0 | 0 | 0 | 0 | 0 | 0 | 0 | 1 | 0 | 0 | 0 | 0 | 1 | 0 | 0 | 0 | 0 | 0 | 0
30448 | IMAN NEODIMIO 6X5 (NI) IQN / IQF | MAGNET- 6*5 | MAGNETE NEEDIMIO MNDIAM006005 6X5 (NI) | 7 | 0 | 0 | 0 | 0 | 0 | 0 | 0 | 0 | 0 | 0 | 1 | 0 | 0 | 0 | 0 | 1 | 0 | 0 | 0 | 0 | 0 | 0
30449 | PORTA IMAN SENSOR GIRO Y VELOCIDAD NIQ | MAGNET SENSOR TURN AND SPEED HOLDER NIQ | SENSORE PORTAIMAN GIRO E SPEED NIQ | 8 | 0 | 0 | 0 | 0 | 0 | 0 | 0 | 0 | 0 | 0 | 1 | 0 | 0 | 0 | 0 | 1 | 0 | 0 | 0 | 0 | 0 | 0
30450 | CARCASA EXTERIOR SENSOR GIRO NIQ | OUTER HOUSING GIRO SENSOR NIQ | SENSORE DI ALLOGGIO ESTERNO GIRO NIQ | 9 | 0 | 0 | 0 | 0 | 0 | 0 | 0 | 0 | 0 | 0 | 1 | 0 | 0 | 0 | 0 | 1 | 0 | 0 | 0 | 0 | 0 | 0
30451 | CAJA DISPLAY NIQ | DISPLAY BOX NIQ | SCATOLA DISPLAY NIQ | 18 | 0 | 0 | 0 | 0 | 0 | 0 | 0 | 0 | 0 | 0 | 1 | 0 | 0 | 0 | 0 | 1 | 0 | 0 | 0 | 0 | 0 | 0
30452 | BOCA CAIDA HIELO NIQ | ICE CHUTE EXIT NIQ | BOCCA GHIACCIO BOCCA NIQ | 20 | 0 | 0 | 0 | 0 | 0 | 0 | 0 | 0 | 0 | 0 | 1 | 0 | 0 | 0 | 0 | 1 | 0 | 0 | 0 | 0 | 0 | 0
30568 | SENSOR DE GIRO NIQ | NIQ SPIN SENSOR | SENSORE DI SPINNING NIQ | 68 | 0 | 0 | 0 | 0 | 0 | 0 | 0 | 0 | 0 | 0 | 1 | 0 | 0 | 0 | 0 | 1 | 0 | 0 | 0 | 0 | 0 | 0
30576 | ARANDELA INOX 30.1X40X2 | INOX WASHER 30.1*40X2 | RONDELLA INOX 30.1X40X2 | 27 | 0 | 0 | 0 | 0 | 0 | 0 | 0 | 0 | 0 | 0 | 1 | 0 | 0 | 0 | 0 | 1 | 0 | 0 | 0 | 0 | 0 | 0
30577 | JUNTA PLANA DIN 2690 DN15 PN6 NBR 70 SHORE 22X43X3 | JOINT DIN 2690 | GUARNIZIONE PIATTA DIN 2690 PN6 NBR 22X43X3 | 5 | 0 | 0 | 0 | 0 | 0 | 0 | 0 | 0 | 0 | 0 | 1 | 0 | 0 | 0 | 0 | 1 | 0 | 0 | 0 | 0 | 0 | 0
30590 | ROMPE HIELOS ESCAMAS NIQ300 | ICE BREAKER SCALES NIQ300 | ROTTURA DI BILANCE DI GHIACCIO NIQ300 | Consultar/Consult | 0 | 0 | 0 | 0 | 0 | 0 | 0 | 0 | 0 | 0 | 1 | 0 | 0 | 0 | 0 | 0 | 0 | 0 | 0 | 0 | 0 | 0
30690 | CURVA EVAPORADOR MS22 | EVAPORATOR CURVE MS22 | MS22 CURVA EVAPORATORE | 8 | 0 | 0 | 0 | 0 | 0 | 0 | 0 | 0 | 0 | 0 | 0 | 0 | 1 | 1 | 0 | 0 | 1 | 1 | 1 | 1 | 1 | 1
30695 | 3335EL/4S REGULADORA PRESION EVAPORACION CO2 1/2" ODS PS=45BAR | "3335EL/4S EVAPORATING PRESSURE REGULATOR CO2 1/2"" ODS PS=45BAR" | """3335EL / 4S REGOLATTORE DI PRESSIONE PER EVAPORAZIONE CO2 1/2 """"ODS PS = 45BAR""" | 487 | 0 | 0 | 0 | 0 | 0 | 0 | 0 | 0 | 0 | 0 | 0 | 0 | 0 | 0 | 0 | 0 | 0 | 0 | 1 | 0 | 0 | 0
30732 | TUBO CAIDA DE HIELO NIQ300 | ICE CHUTE NIQ300 | TUBO CADUTA GHIACCIO NIQ300 | 23 | 0 | 0 | 0 | 0 | 0 | 0 | 0 | 0 | 0 | 0 | 1 | 0 | 0 | 0 | 0 | 1 | 0 | 0 | 0 | 0 | 0 | 0
30782 | ARANDELA DIN 127 M-8 GROVER INOX | ARAND. DIN 127 M-8 GROVER INOX | Arand. DIN 127 M-8 GROVER INOX | 3 | 0 | 0 | 0 | 0 | 0 | 0 | 0 | 0 | 0 | 0 | 1 | 0 | 0 | 0 | 0 | 1 | 0 | 0 | 0 | 0 | 0 | 0
30791 | BRIDA TUBO CAIDA NIQ | NIQ DROP TUBE FLANGE | FLANGIA DEL TUBO DI CADUTA NIQ | Consultar/Consult | 0 | 0 | 0 | 0 | 0 | 0 | 0 | 0 | 0 | 0 | 1 | 0 | 0 | 0 | 0 | 1 | 0 | 0 | 0 | 0 | 0 | 0
30792 | BASE CAJA ELÉCTRICA NIQ | BASE ELECTRICAL BOX NIQ | BASE SCATOLA ELETTRICA NIQ | 21 | 0 | 0 | 0 | 0 | 0 | 0 | 0 | 0 | 0 | 0 | 1 | 0 | 0 | 0 | 0 | 1 | 0 | 0 | 0 | 0 | 0 | 0
30850 | CONEXION SALIDA DESAGÜE | DRAIN FORCE FITTING | COLLEGAMENTO USCITA SCARICO | 9 | 0 | 0 | 0 | 0 | 0 | 0 | 0 | 0 | 0 | 0 | 1 | 0 | 0 | 0 | 0 | 1 | 0 | 0 | 0 | 0 | 0 | 0
30855 | TUBO ACOMETIDA AGUA NIQ | WATER SUPPLY PIPE NIQ | TUBO NIQ ACCESSO ALL'ACQUA | 20 | 0 | 0 | 0 | 0 | 0 | 0 | 0 | 0 | 0 | 0 | 1 | 0 | 0 | 0 | 0 | 1 | 0 | 0 | 0 | 0 | 0 | 0
30856 | TUBO DESAGUE NIQ | DRAIN PIPE NIQ | NIQ DRAIN TUBE | 12 | 0 | 0 | 0 | 0 | 0 | 0 | 0 | 0 | 0 | 0 | 1 | 0 | 0 | 0 | 0 | 1 | 0 | 0 | 0 | 0 | 0 | 0
30910 | TORN. CH88H 3.9X25 CINC. NEGRO (9N3925CH88H) | SCREW CH88H 3.9Z25 ZINC BLACK | VITE. CH88H 3.9X25 ZINC. NERO (9N3925CH88H) | 3 | 0 | 0 | 0 | 0 | 0 | 0 | 0 | 0 | 0 | 0 | 1 | 0 | 0 | 0 | 0 | 1 | 0 | 0 | 0 | 0 | 0 | 0
30912 | EVD MINI 115/230V C/DISPLAY (EVDM011N01) |  | EVD MINI 115 / 230V C / DISPLAY (EVDM011N01) | 190 | 0 | 0 | 0 | 0 | 0 | 0 | 0 | 0 | 0 | 0 | 0 | 0 | 0 | 0 | 0 | 0 | 0 | 1 | 1 | 0 | 0 | 0
30914 | TRANS. PRESION 0-5V / -1...9.3 BAR 7/16 HEMBRA |  | TRANS. PRESSIONE 0-5V / -1 ... 9.3 BAR 7/16 FEMMINA (SPKT0013P1) | 285 | 0 | 0 | 0 | 0 | 0 | 0 | 0 | 0 | 0 | 0 | 0 | 0 | 0 | 0 | 0 | 0 | 0 | 1 | 0 | 0 | 0 | 0
30915 | CABLE TRANS. PRESION L=2M |  | CAVO TRANS PRESSIONE L = 2M (SPKC002510) | 31 | 0 | 0 | 0 | 0 | 0 | 0 | 0 | 0 | 0 | 0 | 0 | 0 | 0 | 0 | 0 | 0 | 0 | 1 | 1 | 0 | 0 | 0
30916 | TRANS. PRESION 0-5V / 0...34.5 BAR 7/16 HEMBRA |  | TRANS. PRESSIONE 0-5 V / 0 ... 34,5 BAR 7/16 FEMMINA (SPKT0033P1) | 285 | 0 | 0 | 0 | 0 | 0 | 0 | 0 | 0 | 0 | 0 | 0 | 0 | 0 | 0 | 0 | 0 | 0 | 0 | 1 | 0 | 0 | 0
30924 | VALVULA SOLENOIDE CO2 3/8" 1028EL/3S |  | "ELETTROVALVOLA CO2 3/8 ""1028EL / 3S" | 85 | 0 | 0 | 0 | 0 | 0 | 0 | 0 | 0 | 0 | 0 | 0 | 0 | 0 | 0 | 0 | 0 | 0 | 0 | 1 | 0 | 0 | 0
30925 | BOBINA VALVULA SOLENOIDE C02 220VAC 50/60HZ |  | ELETTROVALVOLA BOBINA C02 220VAC 50 / 60HZ 9320 / RA6 | 79 | 0 | 0 | 0 | 0 | 0 | 0 | 0 | 0 | 0 | 0 | 0 | 0 | 0 | 0 | 0 | 0 | 0 | 0 | 1 | 0 | 0 | 0
30927 | VALVULA RETENCION CO2 3/8" 3132EW/3 |  | "VALVOLA DI RITENZIONE CO2 3/8 ""3132EW / 3" | 102 | 0 | 0 | 0 | 0 | 0 | 0 | 0 | 0 | 0 | 0 | 0 | 0 | 0 | 0 | 0 | 0 | 0 | 0 | 1 | 0 | 0 | 0
30940 | CUADR Y CABL. GIQ850 CAREL |  | QUADRATO E CAVO. GIQ850 CAREL | 973 | 0 | 0 | 0 | 0 | 0 | 0 | 0 | 0 | 0 | 0 | 0 | 0 | 0 | 0 | 0 | 0 | 0 | 1 | 1 | 0 | 0 | 0
30976 | TORN. DIN 912 M-10X30 ZINCADO | DIN 912 M-10X30 ZINC PLATED SCREW | VIOLENTO. ZINCADO DIN 912 M-10X30 | 1 | 0 | 0 | 0 | 0 | 0 | 0 | 0 | 0 | 0 | 0 | 0 | 1 | 1 | 1 | 1 | 0 | 1 | 1 | 1 | 1 | 1 | 1
30994 | ALARGADERA 5X1.5X2800 PUNTA-PELADO | EXTENSION CORD 5X1.5X2800 | PINZA PUNTA-PELADO 5X1,5X2800 | Consultar/Consult | 0 | 0 | 0 | 0 | 0 | 0 | 0 | 0 | 0 | 0 | 0 | 0 | 1 | 1 | 0 | 0 | 0 | 0 | 0 | 0 | 0 | 0
31259 | CAJA SENSOR PARO | STOP SENSOR BOX | ARRESTA SCATOLA SENSORE | 7 | 0 | 0 | 0 | 0 | 0 | 0 | 0 | 0 | 0 | 0 | 1 | 0 | 0 | 0 | 0 | 1 | 0 | 0 | 0 | 0 | 0 | 0
31274 | TAPA CAJA ELÉCTRICA NIQ | NIQ ELECTRICAL BOX COVER | COPERCHIO SCATOLA ELETTRICA NIQ | Consultar/Consult | 0 | 0 | 0 | 0 | 0 | 0 | 0 | 0 | 0 | 0 | 1 | 0 | 0 | 0 | 0 | 1 | 0 | 0 | 0 | 0 | 0 | 0
31275 | REFRIGERANTE R449A |  |  | Consultar/Consult | 0 | 0 | 0 | 0 | 0 | 0 | 0 | 0 | 0 | 0 | 0 | 0 | 0 | 0 | 0 | 0 | 0 | 0 | 0 | 0 | 0 | 1
31276 | REFRIGERANTE R452A |  |  | Consultar/Consult | 1 | 1 | 1 | 1 | 1 | 1 | 1 | 1 | 1 | 1 | 1 | 1 | 1 | 1 | 1 | 1 | 0 | 0 | 0 | 1 | 1 | 0
31427 | CORTE TUBO CRISTAL 7-10 150 MM | CUTTING GLASS TUBE 7-10 150 MM | TUBO CRISTALLO TAGLIO 7-10 150 MM | 3 | 0 | 0 | 0 | 0 | 0 | 0 | 0 | 0 | 0 | 0 | 0 | 0 | 1 | 1 | 0 | 0 | 1 | 1 | 1 | 0 | 0 | 0
31444 | DISTRIBUIDOR DES-GC C/PRESOSTATO | PRESSURE SWITCH COLLECTOR | "DISTRIBUTTORE MAN.-GC C / PRESOST. 1/4 """"X1 / 4""""""" | 15 | 0 | 0 | 0 | 0 | 0 | 0 | 0 | 0 | 0 | 0 | 1 | 0 | 0 | 0 | 0 | 1 | 0 | 0 | 0 | 0 | 0 | 0
31463 | BANCADA NIQ (31463RB) | NIQ BENCH | NIQ BANKING | Consultar/Consult | 0 | 0 | 0 | 0 | 0 | 0 | 0 | 0 | 0 | 0 | 1 | 0 | 0 | 0 | 0 | 1 | 0 | 0 | 0 | 0 | 0 | 0
31464 | PILAR DELANTERO DCHO NIQ (31464RB) | RIGHT FRONT PILLAR NIQ | PILASTRO ANTERIORE DESTRO NIQ | 11 | 0 | 0 | 0 | 0 | 0 | 0 | 0 | 0 | 0 | 0 | 1 | 0 | 0 | 0 | 0 | 1 | 0 | 0 | 0 | 0 | 0 | 0
31465 | PILAR DELANTERO IZQ NIQ (31465RB) | LEFT FRONT PILLAR NIQ | PILASTRO ANTERIORE IZQ NIQ | 11 | 0 | 0 | 0 | 0 | 0 | 0 | 0 | 0 | 0 | 0 | 1 | 0 | 0 | 0 | 0 | 1 | 0 | 0 | 0 | 0 | 0 | 0
31466 | PILAR TRASERO DCHO NIQ (31466RB) | RIGHT REAR PILLAR NIQ | PILASTRO POSTERIORE DESTRO NIQ | 10 | 0 | 0 | 0 | 0 | 0 | 0 | 0 | 0 | 0 | 0 | 1 | 0 | 0 | 0 | 0 | 1 | 0 | 0 | 0 | 0 | 0 | 0
31467 | PILAR TRASERO IZQ NIQ (31467RB) | REAR LEFT PILLAR NIQ | PILASTRO POSTERIORE IZQ NIQ | 12 | 0 | 0 | 0 | 0 | 0 | 0 | 0 | 0 | 0 | 0 | 1 | 0 | 0 | 0 | 0 | 1 | 0 | 0 | 0 | 0 | 0 | 0
31468 | CARTELA PILAR NIQ (31468RB) | PILLAR NIQ CARD | CARTA PILASTRO NIQ | 8 | 0 | 0 | 0 | 0 | 0 | 0 | 0 | 0 | 0 | 0 | 1 | 0 | 0 | 0 | 0 | 1 | 0 | 0 | 0 | 0 | 0 | 0
31469 | CARTELA PILAR SIMÉTRICA NIQ (31469RB) | NIQ SYMMETRICAL PILLAR CARD | SCHEDA PILASTRO SINTETICA NIQ | 9 | 0 | 0 | 0 | 0 | 0 | 0 | 0 | 0 | 0 | 0 | 1 | 0 | 0 | 0 | 0 | 1 | 0 | 0 | 0 | 0 | 0 | 0
31470 | TIRANTE LATERAL NIQ (31470RB) | SIDE BRACE NIQ | NIQ SIDE STRIP | 10 | 0 | 0 | 0 | 0 | 0 | 0 | 0 | 0 | 0 | 0 | 1 | 0 | 0 | 0 | 0 | 1 | 0 | 0 | 0 | 0 | 0 | 0
31472 | TIRANTE TRASERO NIQ (31472RB) | REAR SUPPORT NIQ | CINGHIA POSTERIORE NIQ | 12 | 0 | 0 | 0 | 0 | 0 | 0 | 0 | 0 | 0 | 0 | 1 | 0 | 0 | 0 | 0 | 1 | 0 | 0 | 0 | 0 | 0 | 0
31473 | FRENTE FIJO NIQ (31473CT) | NIQ FIXED FRONT | ANTERIORE FISSO NIQ | Consultar/Consult | 0 | 0 | 0 | 0 | 0 | 0 | 0 | 0 | 0 | 0 | 1 | 0 | 0 | 0 | 0 | 1 | 0 | 0 | 0 | 0 | 0 | 0
31474 | LATERAL DCHO NIQ (31474CT) | NIQ RIGHT SIDE PANEL | LATO NICH DESTRA | Consultar/Consult | 0 | 0 | 0 | 0 | 0 | 0 | 0 | 0 | 0 | 0 | 1 | 0 | 0 | 0 | 0 | 1 | 0 | 0 | 0 | 0 | 0 | 0
31475 | LATERAL IZQ NIQ (31475CT) | NIQ LEFT SIDE PANEL | SIDE IZQ NIQ | Consultar/Consult | 0 | 0 | 0 | 0 | 0 | 0 | 0 | 0 | 0 | 0 | 1 | 0 | 0 | 0 | 0 | 1 | 0 | 0 | 0 | 0 | 0 | 0
31476 | TRASERA NIQ (31476CT) | REAR NIQ | NIQ POSTERIORE | 27 | 0 | 0 | 0 | 0 | 0 | 0 | 0 | 0 | 0 | 0 | 1 | 0 | 0 | 0 | 0 | 1 | 0 | 0 | 0 | 0 | 0 | 0
31477 | SUJECION CUBETA NIQ 300 (31477RB) | NIQ 300 TRAY FIXING | SUPPORTO TUBO NIQ 300 | 10 | 0 | 0 | 0 | 0 | 0 | 0 | 0 | 0 | 0 | 0 | 1 | 0 | 0 | 0 | 0 | 1 | 0 | 0 | 0 | 0 | 0 | 0
31482 | MICRO PARO NIQ (=387 SIN PALANCA) | STOP MICRO | MICRO STOP NIQ (= 387 SENZA LEVA) | 16 | 0 | 0 | 0 | 0 | 0 | 0 | 0 | 0 | 0 | 0 | 1 | 0 | 0 | 0 | 0 | 1 | 0 | 0 | 0 | 0 | 0 | 0
31483 | SOPORTE CAJA PLACA GENERAL NIQ (31483RB) | GENERAL PLATE BOX SUPPORT NIQ | SUPPORTO GENERALE NIQ BOX BOX | 9 | 0 | 0 | 0 | 0 | 0 | 0 | 0 | 0 | 0 | 0 | 1 | 0 | 0 | 0 | 0 | 1 | 0 | 0 | 0 | 0 | 0 | 0
31499 | CORTE TUBO CRISTAL 7-10 230 MM | CUTTING GLASS TUBE 7-10 230 MM | TUBO CRISTALLO TAGLIATO 7-10 230 MM | 5 | 0 | 0 | 0 | 0 | 0 | 0 | 0 | 0 | 0 | 0 | 0 | 0 | 0 | 0 | 0 | 0 | 0 | 0 | 0 | 1 | 1 | 1
31604 | EVAPORADOR NIQ300 TERMINADO |  |  | 1843 | 0 | 0 | 0 | 0 | 0 | 0 | 0 | 0 | 0 | 0 | 1 | 0 | 0 | 0 | 0 | 1 | 0 | 0 | 0 | 0 | 0 | 0
31746 | PASACABLES D20 (30007 GROM OPEN 20X1/16) | WIRE HOLE | PASSACAVI D20 (30007 PASS. APERTO 20X1/16) | 12 | 0 | 0 | 0 | 0 | 0 | 0 | 0 | 0 | 0 | 0 | 1 | 0 | 0 | 0 | 0 | 1 | 1 | 1 | 1 | 0 | 0 | 0
31758 | TERMOSTATO PARO (R290) | BIN THERMOSTAT | TERMOSTATO CONTENITORE K50B XXXX (R290) | 29 | 1 | 1 | 1 | 1 | 0 | 0 | 0 | 0 | 0 | 0 | 0 | 0 | 0 | 0 | 0 | 0 | 0 | 0 | 0 | 0 | 0 | 0
31780 | MONTAJE ENTRADA AGUA NIQ A 220V/50-60HZ | NIQ WATER INLET ASSEMBLY AT 220V/50-60HZ | MONTAGGIO INGRESSO ACQUA NIQ A 220V/50-60HZ | 26 | 0 | 0 | 0 | 0 | 0 | 0 | 0 | 0 | 0 | 0 | 1 | 0 | 0 | 0 | 0 | 1 | 0 | 0 | 0 | 0 | 0 | 0
31781 | REBOSADERO NIQ -70MM TU CRISTAL 12-15- | NIQ OVERFLOW -70MM YOUR GLASS 12-15- | FLOODING NIQ -70MM YOUR CRYSTAL 12-15- | 5 | 0 | 0 | 0 | 0 | 0 | 0 | 0 | 0 | 0 | 0 | 1 | 0 | 0 | 0 | 0 | 1 | 0 | 0 | 0 | 0 | 0 | 0
31786 | ASPIRACION NIQ300 | SUCTION NIQ300 | ASPIRAZIONE NIQ300 | 26 | 0 | 0 | 0 | 0 | 0 | 0 | 0 | 0 | 0 | 0 | 1 | 0 | 0 | 0 | 0 | 1 | 0 | 0 | 0 | 0 | 0 | 0
31791 | MANGUERA ENTRADA AGUA WATERMARK (59000240) | WATERMARK WATER PIPE | TAGLIO TUBO INGRESSO ACQUA WATERMARK (59000240) | 11 | 1 | 1 | 1 | 1 | 1 | 1 | 1 | 1 | 1 | 1 | 1 | 1 | 1 | 1 | 1 | 1 | 1 | 1 | 1 | 1 | 1 | 1
31944 | ESTATOR UNIPOLAR PARA E2VZ 1M |  |  | 82 | 0 | 0 | 0 | 0 | 0 | 0 | 0 | 0 | 0 | 0 | 0 | 0 | 0 | 0 | 0 | 0 | 0 | 1 | 1 | 0 | 0 | 0
31979 | SOPORTE DRIVER EVD MINI (31979CT) |  |  | 6 | 0 | 0 | 0 | 0 | 0 | 0 | 0 | 0 | 0 | 0 | 0 | 0 | 0 | 0 | 0 | 0 | 0 | 1 | 1 | 0 | 0 | 0
32016 | CANTONERA GRUPO 3 LONGITUD 825-815-790-780 | GROUP 3 LENGTH EDGE 825-815-790-780 | TELAIO GRUPPO 3 LUNGHEZZA 825-815-790-780 | 7 | 1 | 1 | 1 | 1 | 0 | 0 | 0 | 0 | 0 | 0 | 0 | 0 | 1 | 1 | 0 | 0 | 0 | 0 | 0 | 1 | 1 | 0
32103 | TUBO ENTRADA AGUA IQ-85/50 | WATER INLET PIPE IQ-85/50 | TUBO INGRESSO ACQUA IQ-85/50 | 7 | 1 | 1 | 1 | 1 | 0 | 0 | 0 | 0 | 0 | 0 | 0 | 0 | 0 | 0 | 0 | 0 | 0 | 0 | 0 | 0 | 0 | 0
32273 | IQ 475 ASPIRACION IZQ | IQ 475 LEFT SUCTION | IQ 475 ASPIRAZIONE IZQ | 58 | 0 | 0 | 0 | 0 | 0 | 0 | 0 | 0 | 0 | 0 | 0 | 0 | 0 | 0 | 0 | 0 | 0 | 0 | 0 | 1 | 1 | 0
32587 | TORNILLO CAB.HEX. M5 COJINETE INF IQ85 | KNURLING SCREW M-5 INOX | VITE MOLETATA INOX M-5 | 11 | 0 | 1 | 0 | 1 | 0 | 0 | 0 | 0 | 0 | 0 | 0 | 0 | 0 | 0 | 0 | 0 | 0 | 0 | 0 | 0 | 0 | 0
32621 | TAPA VENTANA SENSOR OPTICO NIQ (32621RB) | WINDOW COVER OPTICAL SENSOR NIQ | ANTERIORE FISSO NIQ | 8 | 0 | 0 | 0 | 0 | 0 | 0 | 0 | 0 | 0 | 0 | 1 | 0 | 0 | 0 | 0 | 1 | 0 | 0 | 0 | 0 | 0 | 0
33039 | ARANDELA 40x12.5x10 | WASHER 40X13X5 | RONDELLA 40x13,5x5 Fede ZINCADA | Consultar/Consult | 0 | 0 | 0 | 0 | 0 | 0 | 0 | 0 | 0 | 0 | 0 | 0 | 0 | 0 | 0 | 0 | 0 | 1 | 1 | 0 | 0 | 0
33043 | TORN. DIN 912 M-12X35 12.9 ZINC | SCREW M12*30 | VITE ZINCO DIN 912 M-12X30 | 6 | 0 | 0 | 0 | 0 | 0 | 0 | 0 | 0 | 0 | 0 | 0 | 0 | 0 | 0 | 0 | 0 | 0 | 1 | 1 | 0 | 0 | 0
33266 | TUBO CAIDA DE HIELO NIQ300 AISLADO | ICE CHUTE NIQ300 AISLADO | TUBO CADUTA GHIACCIO NIQ300 ISOLATO | Consultar/Consult | 0 | 0 | 0 | 0 | 0 | 0 | 0 | 0 | 0 | 0 | 1 | 0 | 0 | 0 | 0 | 1 | 0 | 0 | 0 | 0 | 0 | 0
33352 | VALVULA EXPANSION WITH INTEGRATED ORIFICE 1/2"-1/2" ODF W/O SIGHT GLASS |  |  | 240 | 0 | 0 | 0 | 0 | 0 | 0 | 0 | 0 | 0 | 0 | 0 | 0 | 0 | 0 | 0 | 0 | 0 | 0 | 1 | 0 | 0 | 0
33534 | TUBO CAIDA HIELO NIQ | ICE CHUTE NIQ | TUBO CADUTA GHIACCIO NIQ | Consultar/Consult | 0 | 0 | 0 | 0 | 0 | 0 | 0 | 0 | 0 | 0 | 1 | 0 | 0 | 0 | 0 | 1 | 0 | 0 | 0 | 0 | 0 | 0
33658 | BRIDA REDUCTOR CPM063/050 MECANIZADA |  | FLANGIA AL. REDUCTOR LENZE 31393 (LAVORATO) | Consultar/Consult | 0 | 0 | 0 | 0 | 1 | 1 | 1 | 1 | 1 | 1 | 0 | 0 | 0 | 0 | 0 | 0 | 0 | 0 | 0 | 0 | 0 | 0
33707 | MOTO-REDUCTOR IQ150-200 / 230-50 |  |  | 1402 | 0 | 0 | 0 | 0 | 1 | 1 | 1 | 1 | 1 | 1 | 0 | 0 | 0 | 0 | 0 | 0 | 0 | 0 | 0 | 0 | 0 | 0
33775 | SUPLEMENTO IQ BASCULANTE PARO |  |  | 11 | 0 | 0 | 0 | 0 | 1 | 1 | 1 | 1 | 1 | 1 | 0 | 1 | 1 | 1 | 1 | 0 | 1 | 1 | 1 | 1 | 1 | 1
33831 | IQ BASCULANTE DE PARO (33831RB) | STOP BASCULE FLAP | FERMO BASCULANTE IQ | 5 | 0 | 0 | 0 | 0 | 1 | 1 | 1 | 1 | 1 | 1 | 0 | 1 | 1 | 1 | 1 | 0 | 1 | 1 | 1 | 1 | 1 | 1
33870 | CONVERTIDOR DE FRECUENCIA M100 0.37KW | FRECUENCE CONVERTER J1000 JZAB0P4 0.55KW | CONVERTITORE FREC J1000 JZAB0P4 0,55KW | 561 | 0 | 0 | 0 | 0 | 0 | 0 | 0 | 0 | 0 | 0 | 0 | 0 | 0 | 0 | 0 | 0 | 0 | 1 | 1 | 0 | 0 | 0
33930 | ARANDELA HUSILLO IQ400 |  |  | 13 | 0 | 0 | 0 | 0 | 0 | 0 | 0 | 0 | 0 | 0 | 0 | 1 | 0 | 0 | 1 | 0 | 0 | 0 | 0 | 0 | 0 | 0
33931 | HUSILLO IQ400 D32 | AUGER IQ400 | COCLEA IQ355 | 1244 | 0 | 0 | 0 | 0 | 0 | 0 | 0 | 0 | 0 | 0 | 0 | 1 | 0 | 0 | 1 | 0 | 0 | 0 | 0 | 0 | 0 | 0
34159 | TORN. DIN 912 M-5X10 INOX A2 | SCREW DIN 912 M5X6 | VITE DIN 912 M5X6 | 8 | 1 | 1 | 1 | 1 | 0 | 0 | 0 | 0 | 0 | 0 | 0 | 0 | 0 | 0 | 0 | 0 | 0 | 0 | 0 | 0 | 0 | 0
34852 | BOCA EVAPORADOR IQ NG TUBO 40 - TALADRADA |  |  | Consultar/Consult | 1 | 1 | 1 | 1 | 0 | 0 | 0 | 0 | 0 | 0 | 0 | 0 | 0 | 0 | 0 | 0 | 0 | 0 | 0 | 0 | 0 | 0
34892 | BRIDA AL. REDUCTOR LENZE 31393 (RETRABAJO TALADRADO) |  |  | Consultar/Consult | 0 | 0 | 0 | 0 | 0 | 0 | 0 | 0 | 0 | 0 | 0 | 0 | 0 | 0 | 0 | 0 | 0 | 0 | 0 | 0 | 0 | 1
47135 | RELE TERMICO MT-12 0,82A (0.63-1A) | BREAKER RELAY | RELÈ TERMICO MT-12 0,82 A (0,63-1 A) | 73 | 0 | 0 | 0 | 0 | 0 | 0 | 0 | 0 | 0 | 0 | 0 | 1 | 1 | 1 | 1 | 0 | 1 | 0 | 0 | 1 | 1 | 1
47509 | RELE TERMICO MT-12 3,3A (2.5-4A) | THERMIC RELAY GTK-22 | RELÈ TERMICO MT-12 3,3A (2,5-4A) | 64 | 0 | 0 | 0 | 0 | 0 | 0 | 0 | 0 | 0 | 0 | 0 | 1 | 1 | 1 | 1 | 0 | 0 | 0 | 0 | 0 | 0 | 0
1002A | MINICONTACTOR GMC-9M/4 AC240V 3POLOS 1 AUXILIAR 1269038100 | CONTACTOR 220V/50HZ | MINIONTACTOR GMC-9M / 4 AC240V 3POLOS 1 AUSILIARIO 1269038100 | 47 | 1 | 1 | 1 | 1 | 0 | 0 | 0 | 0 | 0 | 0 | 1 | 0 | 0 | 0 | 0 | 1 | 0 | 0 | 0 | 0 | 0 | 0
1005A | ESPIGA ENTRADA AGUA MIQ V02 | WATER INLET PIN | BIGLIETTO ACQUA MIQ | Consultar/Consult | 1 | 1 | 1 | 1 | 0 | 0 | 0 | 0 | 0 | 0 | 0 | 0 | 0 | 0 | 0 | 0 | 0 | 0 | 0 | 0 | 0 | 0
113A | CLIP REMATE BOCA | CLIP | CLIP FERMO BOCCA | 8 | 1 | 1 | 1 | 1 | 0 | 0 | 0 | 0 | 0 | 0 | 0 | 0 | 0 | 0 | 0 | 0 | 0 | 0 | 0 | 0 | 0 | 0
115E | HUSILLO IQ 85C (D35.7/20.5) EXT.RECORTADO | AUGER IQ50-85 | MANDRINO IQ 85C (CON RIVESTIMENTO) | 708 | 1 | 1 | 1 | 1 | 0 | 0 | 0 | 0 | 0 | 0 | 0 | 0 | 0 | 0 | 0 | 0 | 0 | 0 | 0 | 0 | 0 | 0
125A | IQ 135/175 COJINETE INFERIOR | IQ 135/175 LOWER BEARING | IQ 135/175 BOCCOLA INFERIORE | 255 | 0 | 0 | 0 | 0 | 1 | 1 | 1 | 1 | 1 | 1 | 0 | 0 | 0 | 0 | 0 | 0 | 0 | 0 | 0 | 0 | 0 | 0
140A | COMPAS PUERTA NG DCHO | DOOR RIGHT COMPASS NG MODELS | COMPASSO PORTA NG DESTRA | 30 | 1 | 1 | 1 | 1 | 0 | 0 | 0 | 0 | 0 | 0 | 0 | 0 | 0 | 0 | 0 | 0 | 0 | 0 | 0 | 0 | 0 | 0
141A | COMPAS PUERTA NG IZDO | DOOR LEFT COMPASS NG MODELS | COMPASSO PORTA NG SINISTRA | 30 | 1 | 1 | 1 | 1 | 0 | 0 | 0 | 0 | 0 | 0 | 0 | 0 | 0 | 0 | 0 | 0 | 0 | 0 | 0 | 0 | 0 | 0
161A | PILAR TRASERO NG-40 (161ARB) | BACK SIDE COLUMNE NG | PILASTRO POSTERIORE NG-40 | 19 | 1 | 1 | 1 | 1 | 0 | 0 | 0 | 0 | 0 | 0 | 0 | 0 | 0 | 0 | 0 | 0 | 0 | 0 | 0 | 0 | 0 | 0
162A | IQ 355/475 COJINETE INFERIOR | IQ 400/550/1100 LOWER BEARING | IQ 355/475 BOCCOLA INFERIORE | 337 | 0 | 0 | 0 | 0 | 0 | 0 | 0 | 0 | 0 | 0 | 0 | 1 | 1 | 1 | 1 | 0 | 1 | 1 | 1 | 1 | 1 | 1
1966A | CUBA AGUA NIQ GRIS | WATER TRAY NIQ GREY | BACINELLA ACQUA GRIGGIO NIQ | 56 | 1 | 1 | 1 | 1 | 1 | 1 | 1 | 1 | 1 | 1 | 1 | 1 | 1 | 1 | 1 | 1 | 1 | 1 | 1 | 1 | 1 | 1
1968G | TAPA REGISTRO CUBA IQ GRIS | WATER BIN COVER | COPERCHIO REGISTRO GRIGIO VASCA IQ | 10 | 1 | 1 | 1 | 1 | 1 | 1 | 1 | 1 | 1 | 1 | 1 | 1 | 1 | 1 | 1 | 1 | 1 | 1 | 1 | 1 | 1 | 1
207A | PILAR ACOMETIDAS NG-40 (207ARB) | MULTIPLE OUT PUT COLUMNE NG | PILASTRO COLLEGAMENTI NG-40 | 21 | 1 | 1 | 1 | 1 | 0 | 0 | 0 | 0 | 0 | 0 | 0 | 0 | 0 | 0 | 0 | 0 | 0 | 0 | 0 | 0 | 0 | 0
2465U | IQ 150 CUBIERTA R290 (2465UCT) | TOP PANEL IQ135/150/200 | IQ 175 COPERCCHIO | 55 | 0 | 0 | 0 | 0 | 1 | 1 | 1 | 1 | 1 | 1 | 0 | 0 | 0 | 0 | 0 | 0 | 0 | 0 | 0 | 0 | 0 | 0
2715A | IQ 475 PUENTE (2715ARB) | IQ550 BRIDGE EVAPORATOR SUPPORT IQ5 | PONTE IQ 475 | Consultar/Consult | 0 | 0 | 0 | 0 | 0 | 0 | 0 | 0 | 0 | 0 | 0 | 0 | 1 | 1 | 0 | 0 | 1 | 1 | 1 | 0 | 0 | 0
30363A | MOTORREDUCTOR IE2 G500-B450 MXXMAXX 06-423 7.1 RPM 400V/50-60HZ/III 0.25KW | GEAR MOTOR IE2 G500-B450 MXXMAXX 06-423 7.1 RPM 400V/50-60HZ/III 0.25KW | MOTORE RIDUTTORE G500-B450 MXXMAXX 06-423 7.1 RPM 400V / 50-60HZ / III | 1992 | 0 | 0 | 0 | 0 | 0 | 0 | 0 | 0 | 0 | 0 | 0 | 1 | 1 | 1 | 1 | 0 | 1 | 0 | 0 | 1 | 1 | 1
30445B | TAPA SALIDA HIELO NIQ | NIQ ICE EXIT LID | COPERCHIO USCITA GHIACCIO NIQ | Consultar/Consult | 0 | 0 | 0 | 0 | 0 | 0 | 0 | 0 | 0 | 0 | 1 | 0 | 0 | 0 | 0 | 1 | 0 | 0 | 0 | 0 | 0 | 0
30492A | JUNTA TORICA 64,00x3,00 NBR 70 Sh NSF 61 NEGRA |  |  | 5 | 0 | 0 | 0 | 0 | 0 | 0 | 0 | 0 | 0 | 0 | 1 | 0 | 0 | 0 | 0 | 1 | 0 | 0 | 0 | 0 | 0 | 0
30494A | JUNTA TORICA 20,00x3,00 NBR 70 Sh NSF 61 NEGRA | O-RING SEAL 20,00*3,00 NSF 61 BLACK | GUARNIZIONE TORICA NBR 70 Sh NSF 61 NERO | 6 | 0 | 0 | 0 | 0 | 0 | 0 | 0 | 0 | 0 | 0 | 1 | 0 | 0 | 0 | 0 | 1 | 0 | 0 | 0 | 0 | 0 | 0
30495A | RODAMIENTO INOX (20x42x12) | BEARING INOX | CUSCINETTO INOX (20x42x12) | 100 | 0 | 0 | 0 | 0 | 0 | 0 | 0 | 0 | 0 | 0 | 1 | 0 | 0 | 0 | 0 | 1 | 0 | 0 | 0 | 0 | 0 | 0
30496A | JUNTA TORICA 69,44x3,53 NBR 70 Sh NSF 61 NEGRA | TORIC JOINT 69.44x3.53 NBR 70 Sh NSF 61 BLACK | GUARNIZIONE TORICA 69,44x3,53 NBR 70 Sh NSF 61 NERO | 7 | 0 | 0 | 0 | 0 | 0 | 0 | 0 | 0 | 0 | 0 | 1 | 0 | 0 | 0 | 0 | 1 | 0 | 0 | 0 | 0 | 0 | 0
30499A | JUNTA TORICA 164.87x3.85 EPDM 65 Sh NEGRA | TORIC JOINT 164.87x3.85 EPDM | GUARNIZIONE TORICA 168.87x3.85 EPDM | 18 | 0 | 0 | 0 | 0 | 0 | 0 | 0 | 0 | 0 | 0 | 1 | 0 | 0 | 0 | 0 | 1 | 0 | 0 | 0 | 0 | 0 | 0
30525A | COMPRESOR M32 (AJ2) (34.42cc) 400/440-50/60Hz |  |  | 752 | 0 | 0 | 0 | 0 | 0 | 0 | 0 | 0 | 0 | 0 | 0 | 0 | 0 | 0 | 0 | 0 | 0 | 0 | 0 | 1 | 1 | 0
30562C | MOTOREDUCTOR NIQ 0.18 KW EJE INOX 220V 50/60HZ |  |  | 1991 | 0 | 0 | 0 | 0 | 0 | 0 | 0 | 0 | 0 | 0 | 1 | 0 | 0 | 0 | 0 | 1 | 0 | 0 | 0 | 0 | 0 | 0
30566B | PANEL PILOTOS NIQ S/CABLE | LEDS PANEL NIQ | PANNELLO PILOTA NIQ C / PLANO | 103 | 0 | 0 | 0 | 0 | 0 | 0 | 0 | 0 | 0 | 0 | 1 | 0 | 0 | 0 | 0 | 1 | 0 | 0 | 0 | 0 | 0 | 0
30589B | EXTRUSIONADOR ESCAMAS NIQ300 MECANIZADO DZR CW602N | FLAKES EXTRUDER NIQ300 MECHANIZED | ESTRUSORE FIOCCHI NIQ300 MECCANIZZATO DZR CW602N | 676 | 0 | 0 | 0 | 0 | 0 | 0 | 0 | 0 | 0 | 0 | 1 | 0 | 0 | 0 | 0 | 0 | 0 | 0 | 0 | 0 | 0 | 0
30727A | EVAPORADOR GIQ-850 R404A AISLADO (30726A) |  | EVAPORATORE ISOLATO GIQ-850 R404A (30726A) | 2103 | 0 | 0 | 0 | 0 | 0 | 0 | 0 | 0 | 0 | 0 | 0 | 0 | 0 | 0 | 0 | 0 | 0 | 1 | 0 | 0 | 0 | 0
30874B | BRIDA AL. REDUCTOR LENZE 31393 (ESTAMPACIÓN) | GEAR MOTOR FLANGE LENZE 31393 (ESTAMPACIÓN) | FLANGIA AL. REDUCTOR LENZE 31393 (LAVORATO) | 115 | 0 | 0 | 0 | 0 | 0 | 0 | 0 | 0 | 0 | 0 | 0 | 1 | 1 | 1 | 1 | 0 | 1 | 1 | 1 | 1 | 1 | 1
30939A | SONDA RAPIDA NTC 4X40 IP68 C/CONECTOR |  |  | 18 | 0 | 0 | 0 | 0 | 0 | 0 | 0 | 0 | 0 | 0 | 0 | 0 | 0 | 0 | 0 | 0 | 0 | 1 | 1 | 0 | 0 | 0
31242B | EXTRUSIONADOR NUGGET NIQ300 TERMINADO | NUGGET EXTRUDER NIQ300 MECHANIZED | ESTRUSIONATORE FINITO NUGGET NIQ300 | 578 | 0 | 0 | 0 | 0 | 0 | 0 | 0 | 0 | 0 | 0 | 0 | 0 | 0 | 0 | 0 | 1 | 0 | 0 | 0 | 0 | 0 | 0
31261A | SENSOR PARO OPTICO NEW IQN |  |  | 384 | 0 | 0 | 0 | 0 | 0 | 0 | 0 | 0 | 0 | 0 | 1 | 0 | 0 | 0 | 0 | 1 | 0 | 0 | 0 | 0 | 0 | 0
31393A | MOTORREDUCTOR 400V/50-60HZ/III | GEAR MMOTOR 400V/50-60HZ/III | MOTORE RIDUTTORE G500-B450 MXXMAXX 071-32 (0.37 KW) 7.3 RPM 400V / 50-60HZ / III | 1850 | 0 | 0 | 0 | 0 | 0 | 0 | 0 | 0 | 0 | 0 | 0 | 0 | 0 | 0 | 0 | 0 | 0 | 1 | 1 | 0 | 0 | 0
333A | BU-FLEX OUTLET HOSE 21C/22 L.1'8 MTS. RUBBER 20 | WATER OUTLET DRAINING HOSE | TUBO DI SCARICO 21C/22,L1.8MT | 5 | 1 | 1 | 1 | 1 | 1 | 1 | 0 | 0 | 0 | 0 | 1 | 0 | 0 | 0 | 0 | 1 | 0 | 0 | 0 | 0 | 0 | 0
34364A | COMPRESOR 25.95CC 400/440V-50/60HZ |  |  | Consultar/Consult | 0 | 0 | 0 | 0 | 0 | 0 | 0 | 0 | 0 | 0 | 0 | 1 | 0 | 0 | 1 | 0 | 0 | 0 | 0 | 0 | 0 | 0
4063A | REJILLA PLASTICO IQ85 NG-40 |  |  | Consultar/Consult | 1 | 1 | 1 | 1 | 0 | 0 | 0 | 0 | 0 | 0 | 0 | 0 | 0 | 0 | 0 | 0 | 0 | 0 | 0 | 0 | 0 | 0
4185A | REJILLA AIREACION NG-30 |  |  | Consultar/Consult | 0 | 0 | 0 | 0 | 0 | 0 | 0 | 0 | 1 | 1 | 0 | 0 | 0 | 0 | 0 | 0 | 0 | 0 | 0 | 0 | 0 | 0
4186A | REJILLA AIREACION NG-55 |  |  | 22 | 0 | 0 | 0 | 0 | 0 | 0 | 0 | 0 | 0 | 0 | 1 | 1 | 1 | 1 | 1 | 1 | 0 | 0 | 0 | 0 | 0 | 0
464A | FRENTE SUPERIOR IQ-85 (464ARB) | IQ-85 UPPER FRONT | ANTERIORE SUPERIORE IQ-85 | 12 | 1 | 1 | 1 | 1 | 0 | 0 | 0 | 0 | 0 | 0 | 0 | 0 | 0 | 0 | 0 | 0 | 0 | 0 | 0 | 0 | 0 | 0
486A | CONDENSADOR 8X3 C/B | AIR CONDENSER 8X3 | CONDENSATORE Q4V 8x3 C/B | Consultar/Consult | 0 | 0 | 1 | 0 | 0 | 0 | 0 | 0 | 0 | 0 | 0 | 0 | 0 | 0 | 0 | 0 | 0 | 0 | 0 | 0 | 0 | 0
489A | LATERAL DCHO NG-40 (489ACT) | RIGHT PANEL NG | FIANCO DESTRO NG-40 | 61 | 1 | 1 | 1 | 1 | 0 | 0 | 0 | 0 | 0 | 0 | 0 | 0 | 0 | 0 | 0 | 0 | 0 | 0 | 0 | 0 | 0 | 0
490A | LATERAL IZDO NG-40 (490ACT) | LEFT SIDE PANEL NG | FIANCO SINISTRO NG-40 | 61 | 1 | 1 | 1 | 1 | 0 | 0 | 0 | 0 | 0 | 0 | 0 | 0 | 0 | 0 | 0 | 0 | 0 | 0 | 0 | 0 | 0 | 0
5231A | CUBA AGUA IQ GRIS CON BOYA | IQ WATER BIN ASSEMBLY | BACINELLA ACQUA IQ GRIGGIO CON GALLEGGIANTE | Consultar/Consult | 1 | 1 | 1 | 1 | 1 | 1 | 1 | 1 | 1 | 1 | 0 | 1 | 1 | 1 | 1 | 0 | 1 | 1 | 1 | 1 | 1 | 1
536A | CONTACTOR MC-9a AC240V 50/60Hz 1a | CONTACTOR 220V/50HZ | CONTATTORE MC-9a AC240V 50 / 60Hz 1a | 35 | 0 | 0 | 0 | 0 | 1 | 1 | 1 | 1 | 1 | 1 | 0 | 1 | 1 | 1 | 1 | 0 | 1 | 1 | 1 | 1 | 1 | 1
635A | TRASERA NG-40 (635ACT) | REAR COVER | POSTERIORE NG-40 | 11 | 1 | 1 | 1 | 1 | 0 | 0 | 0 | 0 | 0 | 0 | 0 | 0 | 0 | 0 | 0 | 0 | 0 | 0 | 0 | 0 | 0 | 0
7012C | IQ 85 EVAPORADOR NEW (7008C) | IQ 50-85 EVAPORATOR | EVAPORATORE IQ 85 | 301 | 1 | 1 | 1 | 1 | 0 | 0 | 0 | 0 | 0 | 0 | 0 | 0 | 0 | 0 | 0 | 0 | 0 | 0 | 0 | 0 | 0 | 0
7225TE | CUBA STOCK IQ 135 S-60 - PEGAR DESAGÜES (1338) | STOCK BIN IQ 135 S-60 | CUVA CONTENITORE IQ 135 S-60 - INCOLLAR SCARICO (1338) | 82 | 0 | 0 | 0 | 0 | 1 | 1 | 0 | 0 | 0 | 0 | 0 | 0 | 0 | 0 | 0 | 0 | 0 | 0 | 0 | 0 | 0 | 0
7380B | CUBA STOCK IQ-85 AZUL TERMINADA ELECTRONICA (7380BCO) | STOCK BIN IQ85 | ISOLATED IQ-85 STOCK CUBE (7380CO) | Consultar/Consult | 1 | 1 | 1 | 1 | 0 | 0 | 0 | 0 | 0 | 0 | 0 | 0 | 0 | 0 | 0 | 0 | 0 | 0 | 0 | 0 | 0 | 0
7476E | MINI PRESOSTATO 16-18 BAR | CONDENSATION PRESSURE SWITCH 16-18 | MINI PRESSOSTATO NSDHF-EW15001 16-18 BAR | 28 | 1 | 1 | 0 | 0 | 0 | 0 | 0 | 0 | 0 | 0 | 1 | 0 | 0 | 0 | 0 | 1 | 0 | 0 | 0 | 0 | 0 | 0
7633A | IQ 135 EVAPORADOR (7625A) | EVAPORATOR IQ135/150 | EVAPORATORE IQ 135 | Consultar/Consult | 0 | 0 | 0 | 0 | 1 | 1 | 1 | 1 | 0 | 1 | 0 | 0 | 0 | 0 | 0 | 0 | 0 | 0 | 0 | 0 | 0 | 0
7636A | IQ 475 550 EVAPORADOR (7628A) | EVAPORATOR IQ 550 | EVAPORATORE IQ 475 550 | 713 | 0 | 0 | 0 | 0 | 0 | 0 | 0 | 0 | 0 | 0 | 0 | 0 | 1 | 1 | 0 | 0 | 1 | 0 | 0 | 1 | 1 | 1
7639A | IQ 1100 EVAPORADOR IZDO (7637A) | IQ 1100 LEFT EVAPORATOR (7637A) | EVAPORATORE SINISTRA IQ 1100 | 700 | 0 | 0 | 0 | 0 | 0 | 0 | 0 | 0 | 0 | 0 | 0 | 0 | 0 | 0 | 0 | 0 | 0 | 0 | 0 | 1 | 1 | 1
7912A | GIQ 850 CO2 EVAPORADOR TERMINADO (7911A) | GIQ 850 CO2 EVAPORATOR FINISHED (7911A) | EVAPORATORE GIQ 850 CO2 FINITO | 1278 | 0 | 0 | 0 | 0 | 0 | 0 | 0 | 0 | 0 | 0 | 0 | 0 | 0 | 0 | 0 | 0 | 0 | 0 | 1 | 0 | 0 | 0
7919B | BASE CUADRO ELEC. GENERADOR GIQ850 (variador M100) (7919BCT) |  | SCHEDA DI BASE ELEC. GENERATORE CAREL GIQ850 | 17 | 0 | 0 | 0 | 0 | 0 | 0 | 0 | 0 | 0 | 0 | 0 | 0 | 0 | 0 | 0 | 0 | 0 | 1 | 1 | 0 | 0 | 0
8181A | CONDENSADOR 20X3 | CONDENSER 20X3 | CONDENSATORE 20X3 | 455 | 0 | 0 | 0 | 0 | 0 | 0 | 0 | 0 | 0 | 0 | 0 | 1 | 1 | 0 | 0 | 0 | 0 | 0 | 0 | 0 | 0 | 0
8421A | SOPORTE PILOTOS GENERADOR IQ850 (variador M100) | LEDS SUPPORT GIQ | SUPPORTO PILOTA GENERATORE IQ850 | 4 | 0 | 0 | 0 | 0 | 0 | 0 | 0 | 0 | 0 | 0 | 0 | 0 | 0 | 0 | 0 | 0 | 0 | 1 | 1 | 0 | 0 | 0
920A | CUBIERTA NG-40 (920ACT) | TOP PANEL | COPERCHIO NG-40 | 45 | 1 | 1 | 1 | 1 | 0 | 0 | 0 | 0 | 0 | 0 | 0 | 0 | 0 | 0 | 0 | 0 | 0 | 0 | 0 | 0 | 0 | 0
942A | VISOR 3/8 SOLDAR CASTEL (60 BAR) | SIGHT DANFOSS SGN 10S 3/8 | SPIA LIQUIDO 3/8 SALDAR | 50 | 0 | 0 | 0 | 0 | 0 | 0 | 0 | 0 | 0 | 0 | 0 | 0 | 0 | 0 | 0 | 0 | 0 | 1 | 1 | 0 | 0 | 1
99A | CABEZA EXTRUSIONADORA TROCEADO TUBO 40 | BEARING HEAD | CAB.EXT.TROCEED TUBO GHIACCIO 40 | 49 | 1 | 1 | 1 | 1 | 0 | 0 | 0 | 0 | 0 | 0 | 0 | 0 | 0 | 0 | 0 | 0 | 0 | 0 | 0 | 0 | 0 | 0